## Voorblad
PRIJSLIJST FLUKE, FLUKE NETWORKS,
BEHA-AMPROBE EN POMONA
UW LEVERANCIER:
Heeft u vragen over deze prijslijst of wenst u geadviseerd te worden door
één van onze productspecialisten, neem dan contact op
met onze afdeling verkoop, telefoon: +31 (0)184 642 343.
1 augustus 2026

## Fluke prijslijst 010826
Artikelnr. | Product | Type | Artikel omschrijving | Prijs | Conditiegroep | EAN
01043149 | 665091 | FLUKE-705 | Fluke-705 Luskalibrator meten van 0-28Vdc / 0-24mA, genereren/simulereren 0-20mA | 1243 | FL.L-040 | 0095969062565
01043358 | 2747812 | 80AK-A | Fluke 80AK-A Thermokoppel adapter voor aansluiten op 4mm banaan ingangen | 60 | FL.L-020 | 0095969370974
01043377 | 833046 | 80CJ-M | Fluke 80CJ-M Male miniconnectoren J-themokoppels set van 2 stuks | 43 | FL.L-020 | 0095969011280
01043396 | 779942 | 80CK-M | Fluke 80CK-M Male miniconnectoren K-themokoppels set van 2 stuks | 43 | FL.L-020 | 0095969010177
01043434 | 114519 | 80I-110S | Fluke 80I-110S Stroomtang 100AC/DC met BCN aansluiting | 1249 | FL.L-100 | 0095969040549
01043510 | 382846 | 80K-40 | Fluke 80K-40 Hoogspanningsmeetprobe tot 40.000 V | 513 | FL.L-020 | 0095969001120
01043529 | 532424 | 80K-6 | Fluke 80K-6 Hoogspanningsmeetprobe tot 6.000 V | 286 | FL.L-020 | 0095969005333
01043548 | 750422 | 80PK-1 | Fluke 80PK-1 Thermokoppel K-type, luchtvoeler, meetbereik -40 tot +260ºC | 64 | FL.L-020 | 0095969009744
01043605 | 2098706 | 80PK-25 | Fluke 80PK-25 Thermokoppel K-type, prik/steekvoeler, meetbereik -40 tot +350ºC | 212 | FL.L-020 | 0095969242707
01043662 | 200360 | 80PK-8 | Fluke 80PK-8 Thermokoppel K-type, buis 6,4 - 34,9mm, meetbereik -29 tot +149ºC | 327 | FL.L-020 | 0095969040778
01043681 | 874610 | 80PK-3A | Fluke 80PK-3A Thermokoppel K-type, oppervlakte, meetbereik 0 tot 260ºC | 401 | FL.L-020 | 0095969012379
01043719 | 3190456 | 80T-150UA | Fluke 80T-150UA Universele temperatuur probe -50 - 150ºC voor toepassing op multimeter | 502 | FL.L-020 | 0095969446617
01043757 | 736736 | 80TK | Fluke 80TK Thermokoppelmodule inclusief 80PK-1 | 252 | FL.L-020 | 0095969009423
01043871 | 2117440 | FLUKE-88-5/A KIT | Fluke-88-5/A KIT Automotive multimeter kit | 1063 | FL.L-020 | 0095969249072
01043909 | 646163 | AC120 | Fluke AC120 Set krokodillenklemmen voor de 120-serie (1 rood, 1 grijs, 1 zwart) | 76 | FL.L-020 | 0095969052122
01043928 | 1610103 | AC220 | Fluke AC220 SureGrip -krokodillenklemmenset | 77 | FL.L-020 | 0095969103398
01044023 | 1610159 | AC285 | Fluke AC285 Krokodillenklemmen set 1x rood en 1x zwart | 42 | FL.L-020 | 0095969103428
01044042 | 873448 | AC89 | Fluke AC89 Heavy-duty isolatie-doorsteekmeetpen geel/rood | 94 | FL.L-020 | 0095969012287
01044156 | 646858 | C125 | Fluke C125 Zachte draagtas en verwijderbaar bovenvak voor Fluke 120 series | 83 | FL.L-100 | 0095969052894
01044232 | 681114 | C25 | Fluke C25 Draagtas zwart, afmeting 218 x 128 x 64 (HxWxD) | 97 | FL.L-020 | 0095969006378
01044346 | 762823 | C50 | Fluke C50 Draagtas voor Fluke 50-serie | 69 | FL.L-020 | 0095969009874
01044460 | 946694 | C789 | Fluke C789 Meter- en accessoiretas | 321 | FL.L-020 | 0095969025089
01044650 | 740670 | 740670 | Fluke 740670 Zekering 630mA/1,5KA/250V, 5x20 mm | 5.5 | FL.P-100 | 0095969096157
01044669 | 830828 | 830828 | Fluke 830828 Zekering 1A/10kA/600V, 10.3x34.9 mm | 11.5 | FL.P-100 | 0095969096164
01044707 | 943121 | 943121 | Fluke 943121 Zekering 440mA/10kA/1000V, 10x35 mm | 13 | FL.P-100 | 0095969089906
01044726 | 803293 | 803293 | Fluke 803293 Zekering 11A/20kA/1000V, 10 x 38 mm | 13 | FL.P-100 | 0095969095761
01044764 | 892583 | 892583 | Fluke Zekering 15A/100kA/600V KTK | 22 | FL.P-100 | 0095969012652
01044783 | 649365 | H5 | Fluke H5 H5 holster voor T5-series | 59 | FL.L-020 | 0095969057196
01044821 | 617735 | I1010 | Fluke I1010 Stroomtang 600AC/1000ADC | 772 | FL.L-020 | 0095969048200
01044840 | 664755 | I200 | Fluke I200 Stroomtang 200AC 0,5A - 200A | 271 | FL.L-020 | 0095969063937
01044859 | 2584912 | I2000 FLEX | Fluke I2000 FLEX Stroomslang 2000AAC | 535 | FL.L-020 | 0095969345088
01044878 | 664760 | I200S | Fluke I200S Stroomtang, stroombereik 0,1A - 200A AC | 447 | FL.L-020 | 0095969063944
01044897 | 2584888 | I3000S FLEX-24 | Fluke I3000S FLEX-24 Stroomtang met flexibele slang - bereik AC: 30A - 3000A | 823 | FL.L-020 | 0095969345057
01044916 | 617727 | I410 | Fluke I410 Stroomtang met rechte bek 400A AC/DC | 447 | FL.L-020 | 0095969048194
01045220 | 880849 | RPM80 | Fluke RPM80 Inductieve opnemer, Toerental opnemer | 174 | FL.L-020 | 0095969012058
01045467 | 659612 | T5-600 EUR1 | Fluke T5-600 EUR1 Spannings- doorbel- en stroomtester met een bereik van 600 V | 259 | FL.L-050 | 0095969059503
01045486 | 659570 | T5-1000 EUR1 | Fluke T5-1000 EUR1 Spannings- doorbel- en stroomtester met een bereik van 1000 V | 290 | FL.L-050 | 0095969059466
01045638 | 1273185 | TL28A | Fluke TL28A Automotive-meetsnoerenset | 104 | FL.L-020 | 0095969083539
01045676 | 2032684 | TL76 | Fluke TL76 Set universele meetsnoeren voorzien van lantaarnpunt Ø 4mm | 71 | FL.L-020 | 0095969207607
01045733 | 1277073 | TL81A | Fluke TL81A Deluxe set elektronische meetsnoeren | 275 | FL.L-020 | 0095969079549
01045809 | 873455 | TP80 | Fluke TP80 Elektronische meetprobes (rood en zwart) | 69 | FL.L-020 | 0095969012300
01045828 | 1281997 | TPAK | Fluke TPAK Toolpak magnetische ophangclip | 71 | FL.L-020 | 0095969082631
01047101 | 617131 | FLUKE-700PMP | Fluke-700PMP Drukpomp tot 10 bar | 1119 | FL.L-040 | 0095969047999
01047177 | 620119 | FLUKE-700TC1 | Fluke-700TC1 Mini connectoren kit, set van 10 thermokoppelaansluitingen | 230 | FL.L-040 | 0095969050791
01047196 | 620127 | FLUKE-700TC2 | Fluke-700TC2 Mini connectoren kit, set van 7 thermokoppelaansluitingen | 188 | FL.L-040 | 0095969050807
01047291 | 620101 | FLUKE-715 | Fluke-715 Luskalibrator meten 0-0,2-20Vdc / 0-24mA, genereren/simulereren 0-20mA | 2071 | FL.L-040 | 0095969050692
01047310 | 665075 | FLUKE-718 30US | Fluke-718 30US Drukkalibrator met in gebouwde pomp -0,85 - 2 bar, inclusief meetsnoer | 4423 | FL.L-040 | 0095969062084
01047652 | 664711 | FLUKE-CO-220 | Fluke-CO-220 Koolstofmonoxidemeter, meetbereik 0 tot 1000 ppm | 997 | FL.L-010 | 0095969061803
01049495 | 1641983 | PM9080/101 | Fluke PM9080/101 Interface kabel RS232 naar optische | 402 | FL.L-100 | 0095969118071
01049514 | 916093 | PM9081/001 | Fluke PM9081/001 Adapter BNC(female) - Banaan set a 2 stuks | 85 | FL.L-100 | 0095969014922
01049533 | 916163 | PM9082/001 | Fluke PM9082/001 Adapter BNC(male) - Banaan (set van 2) | 85 | FL.L-100 | 0095969015011
01049590 | 935598 | PM9091/001 | Fluke PM9091/001 BNC-coaxkabels 1,5m van 50 ohm set á 3 stuks | 200 | FL.L-100 | 0095969022064
01086659 | 671826 | SCC190EFG | Fluke SCC190EFG Draagkoffer met software en kabels voor Fluke 190 series Scopemeter | 968 | FL.L-100 | 0095969075602
01113115 | 677408 | C195 | Fluke C195 Draagtas tbv Fluke 190 series scopemeters | 390 | FL.L-100 | 0095969075756
01124173 | 2811774 | FLUKE-700PTP-1 | Fluke-700PTP-1 Pneumatishce test pomp tot 40 bar | 1040 | FL.L-040 | 0095969397711
01158334 | 1288234 | 80PJ-EXT | Fluke 80PJ-EXT Verlengsnoer 3m. thermokoppel J + set miniconn. | 108 | FL.L-020 | 0095969078481
01164251 | 1288241 | 80PK-EXT | Fluke 80PK-EXT Verlengsnoer 3m. thermokoppel K + set miniconn. | 108 | FL.L-020 | 0095969078498
01192562 | 1576734 | FVF-SC2 | Fluke FVF-SC2 FlukeView Forms softwarepakket inclusief kabel | 439 | FL.L-020 | 0095969090483
01204306 | 1592901 | FLUKE-175 EGFID | Fluke-175 EGFID True RMS multimeter, inclusief TL75-1 meetsnoeren | 369 | FL.L-020 | 0095969095921
01204403 | 1592874 | FLUKE-177 EGFID | Fluke-177 EGFID True RMS multimeter met meetsnoeren | 446 | FL.L-020 | 0095969095891
01204500 | 1592842 | FLUKE-179 EGFID | Fluke-179 EGFID True RMS multimeter met meetsnoeren | 526 | FL.L-020 | 0095969095860
01216237 | 1629104 | C520A | Fluke C520A Leren tas tbv T5-series | 105 | FL.L-020 | 0095969110976
01217692 | 1547919 | C550 | Fluke C550 Gereedschaptas, met staal versterkt frame. | 229 | FL.L-020 | 0095969080644
01220893 | 2747801 | 80BK-A | Fluke 80BK-A Geïntegreerd DMM-thermokoppel -40 tot 260ºC. Geschikt voor DMMS | 66 | FL.L-020 | 0095969370967
01250365 | 1288229 | 80PK-9 | Fluke 80PK-9 Thermokoppel K-type, universelevoeler, meetbereik -40 tot 260ºC | 117 | FL.L-020 | 0095969078474
01287377 | 1288252 | 80PT-EXT | Fluke 80PT-EXT Verlengsnoer 3m. thermokoppel T + set miniconn. | 108 | FL.L-020 | 0095969078504
01374826 | 1288191 | 80PJ-1 | Fluke 80PJ-1 Thermokoppel J-type, universele voeler, meetbereik -40 tot 260ºC | 46 | FL.L-020 | 0095969078443
01380258 | 668571 | TL27 | Fluke TL27 Heavy duty-meetsnoeren - lengte 1,5 m - rood & zwart | 65 | FL.L-020 | 0095969076739
01403438 | 1541636 | TP38 | Fluke TP38 Meetpennen met geisoleerde probestift | 32 | FL.L-020 | 0095969078771
01407706 | 2727774 | 30XR-A | Beha-Amprobe 30XR-A Multimeter met meetsnoeren en ophangset | 153 | FL.L-030 | 0095969365369
01407803 | 2727788 | 33XR-A | Beha-Amprobe 33XR-A Multimeter met meetsnoeren en ophangset | 211 | FL.L-030 | 0095969365376
01407900 | 2727795 | 34XR-A | Beha-Amprobe 34XR-A TRMS multimeter met meetsnoeren en ophangset | 264 | FL.L-030 | 0095969365383
01407997 | 2727808 | 37XR-A | Beha-Amprobe 37XR-A TRMS multimeter met meetsnoeren en ophangset | 312 | FL.L-030 | 0095969365390
01408579 | 2003616 | TL222 | Fluke TL222 SureGripT-siliconenmeetsnoerenset | 63 | FL.L-020 | 0095969206440
01410228 | 1610198 | TL224 | Fluke TL224 SureGripT-siliconenmeetsnoerenset, 1,5 meter | 55 | FL.L-020 | 0095969103442
01410325 | 2003602 | TL221 | Fluke TL221 SureGripT-verlengsnoerenset 1,5M met gender changer | 63 | FL.L-020 | 0095969206433
01415272 | 1610115 | AC280 | Fluke AC280 SureGrip -haakklemmenset | 65 | FL.L-020 | 0095969103404
01415466 | 1541649 | TP74 | Fluke TP74 Meetprobes met 4mm lantaarnpunt, set rood en zwart | 35 | FL.L-020 | 0095969078788
01419540 | 1590606 | TL40 | Fluke TL40 Meetsnoerenset met inschuifbare pen 0-76mm | 92 | FL.L-020 | 0095969096188
01420704 | 1616793 | TL970 | Fluke TL970 Meetsnoeren met haakjes en klemhaakjes set á 3 paar | 131 | FL.L-020 | 0095969106993
01426136 | 1616680 | TL932 | Fluke TL932 Verbindingskabelset stapelbaar van 90cm, rood en zwart | 35 | FL.L-020 | 0095969106931
01427688 | 1616632 | TL910 | Fluke TL910 Elektronische meetsnoerenset met vervangingstips | 128 | FL.L-020 | 0095969106887
01429434 | 668225 | BP7235 | Fluke BP7235 NiMH-accu voor Fluke 700 serie | 420 | FL.L-040 | 0095969066297
01432247 | 2098657 | T5-H5-1AC KIT/EUR | Fluke T5-H5-1AC KIT/EUR Fluke Kit bestaande uit T5-1000, H5 en gratis Fluke 1AC-II | 324 | FL.L-050 | 0095969242660
01437776 | 2104706 | ES165X | Fluke ES165X Aardingspennentestset voor Fluke 165x | 262 | FL.L-050 | 0095969245074
01437873 | 2107742 | TP165X | Fluke TP165X Testprobe met testknop tbv Fluke 165x, Fluke 150x en Fluke 158x | 145 | FL.L-020 | 0095969245944
01437970 | 2107756 | TL165X | Fluke TL165X Standaard meetsnoerenset voor Fluke 165x Installatietesters | 201 | FL.L-020 | 0095969245951
01448637 | 3068232 | TL35B | Beha-Amprobe TL35B Meetsnoerenset met 4 mm safety technology inclusief krokodillenklemmen | 25 | FL.L-030 | 0095969425124
01449801 | 1616705 | TL940 | Fluke TL940 Meetsnoerenset met mini-haakjes, rood en zwart | 35 | FL.L-020 | 0095969106955
01467811 | 1616671 | TL930 | Fluke TL930 Verbindingskabelset stapelbaar van 60cm, rood en zwart | 32 | FL.L-020 | 0095969106924
01469363 | 1617262 | FLUKE-707 | Fluke-707 Luskalibrator meten van 0-28Vdc/0-24mA, genereren/simulereren 0-20mA | 1425 | FL.L-040 | 0095969107150
01500083 | 1616710 | TL950 | Fluke TL950 Meetsnoerenset met mini-klemhaakjes, rood en zwart | 65 | FL.L-020 | 0095969106962
01504746 | 1616659 | TP920 | Fluke TP920 Meetadapterset tbv TL71 en TL75, set á 3 paar | 92 | FL.L-020 | 0095969106900
01504843 | 1616818 | H900 | Fluke H900 Houder voor meetsnoeren, kleur geel | 59 | FL.L-020 | 0095969107013
01516109 | 2096368 | L215 | Fluke L215 SureGripT-set met o.a. probelampje en probeverlengstukken | 161 | FL.L-020 | 0095969241687
01518437 | 2098714 | 80PK-26 | Fluke 80PK-26 Thermokoppel K-type, universelevoeler, meetbereik -196 tot 816ºC | 234 | FL.L-020 | 0095969242714
01520280 | 2097005 | I410-KIT | Fluke I410-KIT Stroomtangkit 400AC/DC bevat I410 en C116 | 519 | FL.L-020 | 0095969241847
01520474 | 2096379 | L210 | Fluke L210 Probelampje + probeverlengstukken | 70 | FL.L-020 | 0095969241694
01532137 | 2098684 | 80PK-22 | Fluke 80PK-22 Thermokoppel K-type, dompelvoeler, meetbereik -196 tot 1090ºC | 178 | FL.L-020 | 0095969242684
01534562 | 1616698 | TL935 | Fluke TL935 Verbindingskabelset rood en zwart (60, 90, 120 cm) | 104 | FL.L-020 | 0095969106948
01539412 | 2098723 | 80PK-27 | Fluke 80PK-27 Thermokoppel K-type, oppervlaktevoeler, meetbereik -127 tot 600ºC | 639 | FL.L-020 | 0095969242721
01540964 | 2091049 | C1600 | Fluke C1600 Meter- en accessoirekoffer | 69 | FL.L-020 | 0095969240659
01546105 | 2097022 | TLK-220 EUR | Fluke TLK-220 EUR SureGripT -accessoireset met o.a. AC220, AC285 en TL224 in tas | 252 | FL.L-020 | 0095969241861
01549015 | 2084131 | MT-8200-63A | Fluke Networks MT-8200-63A IntelliTone Pro 200 Probe | 268 | FN.N410 | 0754082021100
01549112 | 2084146 | MT-8202-05 | Fluke Networks MT-8202-05 IntelliTone Toner/Probe Carrying Case | 48 | FN.N410 | 0754082021117
01549306 | 2084168 | MT-8203-22 | Fluke Networks MT-8203-22 IntelliTone test leads with alligator clips | 49 | FN.N410 | 0754082021131
01549403 | 2103088 | MT-8200-49A | Fluke Networks MT-8200-49A MicroMapper | 263 | FN.N410 | 0754082023845
01553098 | 2098691 | 80PK-24 | Fluke 80PK-24 Thermokoppel K-type, luchtvoeler, meetbereik -196 tot 816ºC | 234 | FL.L-020 | 0095969242691
01558821 | 3068271 | VC221B | Beha-Amprobe VC221B Gestoffeerde vinyl draagtas met riem, 22 x 11,5 x 6 cm | 41 | FL.L-030 | 0095969425162
01567942 | 677390 | BP190 | Fluke BP190 NiMH-accu voor Fluke 190 & 430 serie | 332 | FL.L-100 | 0095969075725
01610820 | 1663209 | C23 | Fluke C23 Draagtas zacht - 225x95x58mm tbv Fluke 32x en Fluke 61 | 38 | FL.L-020 | 0095969130073
01621638 | 2132831 | TL238 | Fluke TL238 SureGripT hoogenergetische meetsnoerenkit | 138 | FL.L-020 | 0095969255417
01622705 | 2280204 | FTL-660 | Fluke FTL-660 Meetsnoerenset gezekerd | 106 | FL.L-020 | 0095969269155
01624160 | 2157713 | TLS430 | Fluke TLS430 Meetsnoeren set tbv Fluke 43x serie | 219 | FL.L-020 | 0095969262989
01624839 | 2104397 | 80PT-25 | Fluke 80PT-25 Thermokoppel P-type, steekvoeler, meetbereik -196 tot 350ºC | 182 | FL.L-020 | 0095969244961
01634539 | 2138458 | H80M | Fluke H80M Holster met magnetische hangclip voor 83V of 87V | 72 | FL.L-020 | 0095969257251
01637925 | 2277225 | I400 | Fluke I400 AC Stroomtang, 5A - 400A | 271 | FL.L-020 | 0095969268608
01638022 | 2277202 | I400S | Fluke I400S Stroomtang 0,5-40A/5-400A | 483 | FL.L-020 | 0095969268585
01638793 | 2727721 | PM55A | Beha-Amprobe PM55A Beha-Amprobe PM55A pocket multimeter met meetsnoeren en tas | 99 | FL.L-030 | 0095969365314
01648197 | 2149102 | TP88 | Fluke TP88 Robuuste backprobe-pennenset | 25 | FL.L-020 | 0095969261289
01695015 | 2166266 | OC4USB | Fluke OC4USB Interface kabel USB naar optische | 268 | FL.L-100 | 0095969265430
01698992 | 2389684 | EXTL100-02 | Fluke EXTL100-02 Verlengsnoeradapter t.b.v. 6200 en/of 6500. | 30 | FL.L-050 | 0095969270632
01699089 | 2141217 | PASS 560R-05 | Fluke PASS 560R-05 Goedkeuringslabels t.b.v. 6200 en/of 6500 (per 500 st.) | 131 | FL.L-050 | 0095969258296
01699186 | 1992611 | APP1000 | Fluke APP1000 Barcode appliance nummer labels 0 - 1000 | 213 | FL.L-050 | 0095969028868
01716840 | 1567573 | TP40 | Fluke TP40 Automotive-backprobepennen (vijf stuks) | 73 | FL.L-020 | 0095969087513
01717422 | 2435077 | FLUKE-9062 | Fluke-9062 Contactloze draaiveld meter | 313 | FL.L-050 | 0095969291385
01718101 | 2428108 | IR189USB | Fluke IR189USB USB-kabeladapter | 83 | FL.L-020 | 0095969288705
01718295 | 2157280 | FLUKE-1577 | Fluke-1577 Isolatiemultimeter testspanningen 500 en 1000V, inclusief meetsnoeren | 1034 | FL.L-050 | 0095969262965
01728113 | 2149098 | TP81 | Fluke TP81 Isolatie-doorsteekmeetpennenset 4mm | 103 | FL.L-020 | 0095969261272
01734709 | 1664120 | C33 | Fluke C33 Draagtas met ritssluiting 28 x 11,5 x 5,5cm | 51 | FL.L-020 | 0095969130202
01740850 | 2437514 | C101 | Fluke C101 Universele draagkoffer | 113 | FL.L-020 | 0095969291743
01743178 | 2432932 | FLUKE-1AC-A1-II | Fluke-1AC-A1-II Spanningszoeker 90V-1000V AC | 47 | FL.L-050 | 0095969290784
01743275 | 2427890 | FLUKE-1507 | Fluke-1507 Isolatieweerstandsmeter testspanningen 50, 100, 250, 500 en 1000V | 816 | FL.L-050 | 0095969288675
01743372 | 2427883 | FLUKE-1503 | Fluke-1503 Isolatieweerstandsmeter testspanningen 500 en 1000V, incl. meetsnoeren | 657 | FL.L-050 | 0095969288668
01805109 | 2435092 | TLK290 | Fluke TLK290 Meetprobe set voor gebruik bij motoren en 3 fasecontactdozen | 109 | FL.L-020 | 0095969291408
01820332 | 1278079 | AC87 | Fluke AC87 Heavy duty rail klemmen rood en zwart | 82 | FL.L-020 | 0095969077323
01823339 | 2433042 | FLK-1AC-A1-II-5PK | Fluke FLK-1AC-A1-II-5PK VoltAlert 5 pak contactloze wisselspanningszoekers | 182 | FL.L-050 | 0095969290890
01840099 | 2149080 | TP82 | Fluke TP82 Isolatie-doorsteekmeetpennenset 2mm aansluiting | 96 | FL.L-020 | 0095969261265
01844173 | 2418208 | FLUKE-971 | Fluke-971 Binnenluchtkwaliteitmeter (vochtigheid + temp.) | 478 | FL.L-020 | 0095969287517
01849510 | 2134722 | VISIFAULT | Fluke Networks VISIFAULT Visual Fault Locator | 582 | FN.N210 | 0754082027546
01851838 | 1616722 | TL960 | Fluke TL960 Meetsnoerenset met micro-haakjes | 35 | FL.L-020 | 0095969106979
01854057 | 2150636 | TL82 | Fluke TL82 Automotive pen- en busadapterkit | 209 | FL.L-020 | 0095969261470
01866004 | 2100208 | SCC 198 | Fluke SCC 198 Automotive accessoire kit, koffer en software voor 190-serie | 1351 | FL.L-100 | 0095969243148
01897791 | 2558118 | FLUKE-561 | Fluke-561 Infrarood- en contactthermometer -40 tot 550ºC, in koffer | 246 | FL.L-020 | 0095969332538
01906327 | 2544081 | BP120MH | Fluke BP120MH NiMH-batterij 4,8V - 3000mA, voor Fluke 120 series, Fluke 43 and 43B | 164 | FL.L-100 | 0095969327237
01918757 | 2583552 | FLUKE-114 EUR | Fluke-114 EUR TRMS multimeter met meetsnoeren | 250 | FL.L-020 | 0095969344791
01918854 | 2583583 | FLUKE-115 EUR | Fluke-115 EUR TRMS multimeter met meetsnoeren | 249 | FL.L-020 | 0095969344814
01918951 | 2583601 | FLUKE-116 EUR | Fluke-116 EUR TRMS multimeter met meetsnoeren | 354 | FL.L-020 | 0095969344838
01919048 | 2583647 | FLUKE-117 EUR | Fluke-117 EUR Multimeter met meetsnoeren | 369 | FL.L-020 | 0095969344852
01920212 | 2696367 | I3000 FLEX-4PK | Fluke I3000 FLEX-4PK AC-stroomslang 3000A, 4-delige set (Flex-36) | 2152 | FL.L-020 | 0095969362474
01920406 | 2435108 | TLK291 | Fluke TLK291 Gezekerde meetprobeset | 109 | FL.L-020 | 0095969291415
01938933 | 2637634 | 1760TR | Fluke-1760TR Power Quality Recorder Topas TR met 8 ingangen inclusief stroomtangen | 27453 | FL.A-020 | 0095969348249
01942231 | 2457508 | I5SPQ3 | Fluke I5sPQ3 AC-Stroomtang 5A, set á 3 stuks | 2152 | FL.L-020 | 0095969293815
01960079 | 2584920 | I30 | Fluke I30 Stroomtang 20A AC RMS/DC | 714 | FL.L-020 | 0095969345095
01964056 | 2630732 | FLUKE-1760 BASIC | Fluke-1760 BASIC Power Quality Recorder Topas met 8 ingangskanalen, zonder stroomtangen | 17957 | FL.A-020 | 0095969346092
01964347 | 2540450 | TPS CLAMP 200/20 | Fluke TPS CLAMP 200/20 Stroomtransformator met clipbevestiging 200/20A voor Fluke 1760 serie | 710 | FL.A-020 | 0095969325707
01971525 | 2646347 | FLUKE-771 | Fluke-771 Processtroomtang voor het meten van 4-20 mA | 1000 | FL.L-040 | 0095969349697
01975018 | 2096998 | I1010-KIT | Fluke I1010-KIT Stroomtang 600AAC/1000ADC geleverd in tas | 787 | FL.L-020 | 0095969241830
01975503 | 2740300 | LVD2 | Fluke LVD2 Spanningsdetector - 90V tot 600V AC met 2 gevoeligheden | 66 | FL.L-050 | 0095969369978
01989869 | 2724500 | 80PK-11 | Fluke 80PK-11 Thermokoppel K-type, klittenbandvoeler, meetbereik -30 tot 105ºC | 70 | FL.L-020 | 0095969364362
02006367 | 2772449 | MS2-100 | Fluke Networks MS2-100 MicroScanner2 Cable Verifier | 941 | FN.N410 | 0754082054368
02006464 | 2772451 | MS2-KIT | Fluke Networks MS2-KIT MS2+remote ID2-7+IntelliTone 200probe+patch cords+acc.pouch+case | 1561 | FN.N410 | 0754082054375
02008106 | 1630430 | FLUKE-717 100G | Fluke-717 100G Drukkalibrator -0,85 - 7 bar, inclusief meetsnoeren en krokodillenklem | 2348 | FL.L-040 | 0095969111072
02037122 | 1566730 | FLUKE-700ILF | Fluke-700ILF In-line filter | 157 | FL.L-040 | 0095969087278
02046761 | 2840311 | I6000S FLEX-24 | Fluke I6000S FLEX-24 AC-stroomslang 6000A (Flex-24) | 1075 | FL.L-020 | 0095969401258
02049768 | 2787104 | MS2-POUCH | Fluke Networks MS2-POUCH MicroScanner2 Pouch | 49 | FN.N410 | 0754082054924
02052096 | 2826063 | C115 | Fluke C115 Draagtas met ritssluiting 24 x 20,5 x 7,5 cm | 109 | FL.L-020 | 0095969400084
02063057 | 2826074 | C116 | Fluke C116 Draagtas met ritssluiting 24 x 23 x 6,5cm | 129 | FL.L-020 | 0095969400091
02068691 | 2139761 | DTX-PLA002S | DTX-PLA002S Adapter Set(2) voor DTX-serie, Permanent Link, RJ45, CAT-6a/CLASS Ea | 1499 | FN.N140 | 0754082028413
02071019 | 2840265 | FLUKE-355 | Fluke-355 Stroomtang 2.000A AC/DC TRMS met C43 draagtas | 1298 | FL.L-050 | 0095969401203
02071116 | 2802467 | 8808A/SU 240V | Fluke 8808A/SU 240V 5,5-digit precisiemultimeter, 15 ppm, incl. meetsnoeren en software | 1504 | FL.L-080 | 0095969393614
02071213 | 3111097 | 8808A/TL 240V | Fluke 8808A/TL 240V 5,5-digit precisiemultimeter, 15 ppm, inclusief oa TL2X4W-PTII | 1314 | FL.L-080 | 0095969441537
02071310 | 3030923 | FLUKE-VR1710 | Fluke-VR1710 Éénfase Voltage Quality recorder, incl. PowerLog-software | 1420 | FL.L-070 | 0095969416559
02079976 | 2679831 | FLUKE-922/KIT | Fluke-922/KIT Airflowmeter met 2 aansluitslangen, pitotbuis, polsriem, koffer | 1399 | FL.L-010 | 0095969355322
02082013 | 2577115 | EI-1623 | Fluke EI-1623 Stakeless Clamp Set For 1623,Consists of EI-162X and EI-162AC | 1157 | FL.L-050 | 0095969344234
02084342 | 3092521 | TLK289 EUR | Fluke TLK289 EUR Masterset industriële meetsnoeren met o.a. TL224, Tpak en C116 | 289 | FL.L-020 | 0095969436441
02085312 | 2840283 | I800 | Fluke I800 AC-Stroomtang 800A | 385 | FL.L-020 | 0095969401227
02098504 | 3182785 | C280 | Fluke C280 Draagtas speciaal ontworpen voor de Fluke 287 en 289 | 113 | FL.L-020 | 0095969443807
02118845 | 2840309 | I310S | Fluke I310S Stroomtang 30/300AAC en 45/450ADC | 593 | FL.L-020 | 0095969401241
02119912 | 3045631 | TLK287 | Fluke TLK287 Master-set elektronische meetsnoeren | 282 | FL.L-020 | 0095969417853
02120979 | 3088053 | FLUKE-113 EUR | Fluke-113 EUR Multimeter met meetsnoeren | 183 | FL.L-020 | 0095969436298
02129225 | 2837806 | FLUKE-568 | Fluke-568 Infrarood- en contactthermometer -40 tot 800ºC, incl. koffer, software | 858 | FL.L-020 | 0095969400374
02132038 | 2826056 | C35 | Fluke C35 Draagtas met ritssluiting 22 x 14 x 6,5cm | 77 | FL.L-020 | 0095969400077
02136500 | 1616644 | TP912 | Fluke TP912 Verwisselbare meetpennen voor TL910 set á 5 stuks | 65 | FL.L-020 | 0095969106894
02138246 | 3024424 | I1A/10A CLAMP PQ4 | Fluke I1A/10A CLAMP PQ4 Mini stroomtang 1/10A set van 4 stuks tbv Fluke 1735 & 1744/45 | 1233 | FL.L-070 | 0095969413978
02139216 | 2584935 | I30S | Fluke I30S Stroomtang 30A/DC 20A/AC | 984 | FL.L-020 | 0095969345101
02139798 | 2279339 | 2279339 | Fluke 7017240.0 Zekering 315mA/1000V tbv Fluke 1503 & 1507, 6.35x32mm | 17 | FL.P-100 | 0095969348119
02147073 | 2811795 | FLUKE-700HTH-1 | Fluke-700HTH-1 Hydraulische test slang 84cm lang | 1502 | FL.L-040 | 0095969397735
02157452 | 3024449 | I5A/50A CLAMP PQ4 | Fluke I5A/50A CLAMP PQ4 Mini stroomtang 5/50A set van 4 stuks tbv Fluke 1735 & 1744/45 | 1233 | FL.L-070 | 0095969413992
02162981 | 2327536 | 26000900 | Fluke Networks 26000900 Pro3000 Analog Tone en Probe Kit | 138 | FN.N510 | 0754082038917
30000679 | 1568487 | I1000S | Fluke I1000S Stroomtang met ronde bek (54mm) - Bereik AC: 10A; 100A; 1000A | 1075 | FL.L-020 | 0095969090476
30005529 | 667425 | FLUKE-700SC | Fluke-700SC Seriële interface kabel tbv Fluke 725, 725Ex en 726 | 387 | FL.L-040 | 0095969071352
30005626 | 1937148 | 1756-24 | Pomona 1756-24 MICROVOLT SPADE LUG, SHIELDED | 92 | FL.L-090 | 0095969187398
30009797 | 2084154 | MT-8203-20 | Fluke Networks MT-8203-20 IntelliTone test leads with bed of nails alligator clips | 51 | FN.N410 | 0754082021124
30011737 | 201233 | STL90 | Fluke STL90 Automotive Shielded Test Lead Set tbv Fluke 120 & 190 series | 375 | FL.L-100 | 0095969043076
30012707 | 3023328 | FLUKE-718EX 300 | Fluke-718EX 300 Ex Drukkalibrator met in gebouwde pomp -0,85 - 20 bar | 5688 | FL.L-040 | 0095969413862
30013871 | 2508467 | I5S | Fluke I5s AC-Stroomtang 5A | 897 | FL.L-020 | 0095969308656
30017654 | 2837799 | FLUKE-566 | Fluke-566 Infrarood- en contactthermometer -40 tot 650ºC, in koffer | 687 | FL.L-020 | 0095969400367
30028712 | 3315344 | FLUKE-719 100G | Fluke-719 100G Elektrische drukkalibrator, -850mbar - 7 bar - resolutie 1mbar | 5731 | FL.L-040 | 0095969465373
30042292 | 3315332 | FLUKE-719 30G | Fluke-719 30G Elektrische drukkalibrator, 2 bar, 30 psi | 5569 | FL.L-040 | 0095969465366
30044426 | 1576741 | FVF-UG | Fluke FVF-UG Upgrade kit van SW 89 naar FVF-SC2 | 236 | FL.L-020 | 0095969090469
30048597 | 665080 | FLUKE-718 100US | Fluke-718 100US Drukkalibrator met in gebouwde pomp -0,85 - 7 bar | 4423 | FL.L-040 | 0095969062091
30049082 | 2547175 | FLUKE-717 300G | Fluke-717 300G Drukkalibrator 0,85 - 20 bar, inclusief meetsnoeren en krokodillenklem | 2348 | FL.L-040 | 0095969327671
30054223 | 3052348 | LM-100 | Beha-Amprobe LM-100 Digitale Luxmeter tot 20.000 lux, resolutie van 0,01 lux | 186 | FL.L-030 | 0095969419284
30058685 | 2326328 | 11212530 | Fluke Networks 11212530 Modular Crimper voor WE/SS RJ-45, RJ-11, RJ-12 | 69 | FN.N510 | 0754082038108
30059849 | 3311961 | TACH20 | Beha-Amprobe TACH20 Digitale tachometer Contactloze- en nietcontactloze meting | 607 | FL.L-030 | 0095969463881
30067803 | 2584901 | I3000S FLEX-36 | Fluke I3000S FLEX-36 AC-stroomslang 3000A (Flex-36) | 984 | FL.L-020 | 0095969345071
30073623 | 2547153 | FLUKE-718 300G | Fluke-718 300G Drukkalibrator met in gebouwde pomp -0,85 - 20 bar | 4504 | FL.L-040 | 0095969327657
30096418 | 3362352 | FLUKE-772 | Fluke-772 Processtroomtang, meten en geven van mA, meetbereik 0-100mA | 1429 | FL.L-040 | 0095969475815
30096515 | 3362365 | FLUKE-773 | Fluke-773 Processtroomtang, meten en geven van mA en spanning | 1828 | FL.L-040 | 0095969475822
30097679 | 2744768 | VP-440 RT | Beha-Amprobe VP-440 RT Contactloze spanningstester 50 - 1000Vac | 30 | FL.L-030 | 0095969372343
30099425 | 3276205 | VL1735/45 | Fluke VL1735/45 Banana 4-Phase voltage lead set for Fluke 1735/45 | 396 | FL.A-070 | 0095969460514
30099522 | 3024413 | I1A/10A CLAMP PQ3 | Fluke I1A/10A CLAMP PQ3 Mini stroomtang 1/10A set van 3 stuks tbv Fluke 1735 & 1744/45 | 748 | FL.L-070 | 0095969413961
30101656 | 3024460 | I20/200A CLAMP PQ4 | Fluke I20/200A CLAMP PQ4 Mini stroomtang 20/200A set van 4 stuks tbv Fluke 1735 & 1744/45 | 1233 | FL.L-070 | 0095969414012
30103790 | 4821294 | CLIP-SET | Fluke Networks CLIP-SET RJ45 to 8-clip test leads for CableIQ and MicroScanner Pro | 111 | FN.N410 | 0754082138808
30109707 | 2096310 | FLUKE-718EX 30 | Fluke-718EX 30 Ex Drukkalibrator met in gebouwde pomp -0,85 - 2 bar | 5688 | FL.L-040 | 0095969241649
30117079 | 3352567 | CXT170 | Fluke CXT170 Harde Pelican koffer tbv Fluke 50, 110, 170, 700 en 1500 series | 295 | FL.L-020 | 0095969472944
30119795 | 3024451 | I20/200A CLAMP PQ3 | Fluke I20/200A CLAMP PQ3 Mini stroomtang 20/200A set van 3 stuks tbv Fluke 1735 & 1744/45 | 748 | FL.L-070 | 0095969414005
30122802 | 2150594 | BP880 | Fluke BP880 Verloop adapter van BNC naar dubbele banaanstekkerbus | 26 | FL.L-020 | 0095969261463
30123190 | 2811763 | FLUKE-700LTP-1 | Fluke-700LTP-1 Lage druk test pomp, -13 tot 100 PSI / -0,9 tot 6,9 bar | 1601 | FL.L-040 | 0095969397704
30127070 | 2325890 | 10176000 | Fluke Networks 10176000 M110 Blade | 29 | FN.N510 | 0754082037729
30129204 | 3052353 | LM-120 | Beha-Amprobe LM-120 Digitale Licht Multimeter - 0-200 000 lux | 249 | FL.L-030 | 0095969419291
30131920 | 2796907 | BDST3 | Fluke BDST3 Kliklabes met kabelbinder bevestiging verpakt per 20 stuks | 66 | FL.L-050 | 0095969392006
30133569 | 2096322 | FLUKE-718EX 100 | Fluke-718EX 100 Ex Drukkalibrator met in gebouwde pomp -0,85 - 7 bar | 5688 | FL.L-040 | 0095969241656
30142396 | 3093700 | JR-SYS-2 | Fluke Networks JR-SYS-2 Jackrapid Termination Tool( For Systimax MGS400,MGS500,MFP420,MFP520) | 132 | FN.N510 | 0754082059233
30142881 | 1288218 | 80PJ-9 | Fluke 80PJ-9 Thermokoppel J-type, luchtvoeler, meetbereik -40 tot 260ºC | 117 | FL.L-020 | 0095969078467
30148798 | 2323625 | 10055200 | Fluke Networks 10055200 D814 Impact Tool with Eversharp 110 Blade & Eversharp 66 Blade | 94 | FN.N510 | 0754082037415
30148895 | 3311173 | C345 | Fluke C345 Draagtas - afmetingen (H x B x D): 24 x 36 x 20 cm | 137 | FL.L-020 | 0095969463645
30151223 | 2679822 | FLUKE-922 | Fluke-922 Airflowmeter met 2 aansluitslangen, polsriem, tas | 1202 | FL.L-010 | 0095969355315
30156752 | 3869443 | FTPL-1 | Fluke FTPL-1 Gezekerde meetprobes, zwart en rood met TL224 meetsnoeren. | 179 | FL.L-020 | 0095969577151
30159856 | 3093824 | JR-SYS-2-H | Fluke Networks JR-SYS-2-H Jackrapid Replace Blade (For Systimax MGS400,MGS500, MFP420, MFP520) | 86 | FN.N510 | 0754082059349
30160050 | 2323830 | 10061000 | Fluke Networks 10061000 D914S Impact Tool | 96 | FN.N510 | 0754082037620
30175376 | 3086317 | VPS101 | Fluke VPS101 Spanningsmeetprobeset, 1:1, zwart | 351 | FL.L-100 | 0095969435857
30180614 | 2540660 | TPS VOLTPROBE 400V | Fluke TPS VOLTPROBE 400V Voltprobe 400V tbv Fluke 1760 | 555 | FL.A-020 | 0095969325912
30182748 | 2134731 | NF380 | Fluke Networks NF380 1.25mm Universal Visifault Adapter | 191 | FN.N240 | 0754082027553
30184494 | 2547148 | FLUKE-718 1G | Fluke-718 1G Drukkalibrator met in gebouwde pomp -68,9 - 68,9 mbar | 4504 | FL.L-040 | 0095969327640
30184688 | 662897 | FLUKE-717 30G | Fluke-717 30G Drukkalibrator 0,85 - 2 bar, inclusief meetsnoeren en krokodillenklem | 2435 | FL.L-040 | 0095969059893
30187695 | 2811808 | FLUKE-700PRV-1 | Fluke-700PRV-1 Drukreduceerventiel instelbaar van 50 tot 200 bar | 1805 | FL.L-040 | 0095969397742
30187792 | 3326798 | FTK1000 | Fluke Networks FTK1000 SimpliFiber Pro Multimode Verification Kit | 3133 | FN.N210 | 0754082063117
30187889 | 2800145 | NFC-KIT-CASE | Fluke Networks NFC-KIT-CASE Fiber Optic Cleaning Kit: Case, Cube, Pen, 1.25 + 2.5 Swabs, 10 Cards | 302 | FN.N240 | 0754082055389
30187986 | 3352571 | CXT280 | Fluke CXT280 Harde Pelican koffer tbv Fluke 287, 289 en 1621 | 295 | FL.L-020 | 0095969472951
30189441 | 3439199 | 80PK-10 | Fluke 80PK-10 Thermokoppel K-type, pijpklemvoeler 32-64mm, meetbereik -29 tot 149ºC | 360 | FL.L-020 | 0095969493260
30189538 | 2547182 | FLUKE-717 500G | Fluke-717 500G Drukkalibrator 0 - 34,7 bar, inclusief meetsnoeren | 2348 | FL.L-040 | 0095969327688
30194776 | 2840327 | I6000S FLEX-36 | Fluke I6000S FLEX-36 AC-stroomslang 6000A (Flex-36) | 1255 | FL.L-020 | 0095969401265
30195164 | 2788216 | Fluke TL1550B | Fluke Testleadset voor Fluke 1550B | 361 | FL.L-020 | 0095969391443
30207095 | 2547203 | FLUKE-717 1500G | Fluke-717 1500G Drukkalibrator 0 - 103,4 bar, inclusief meetsnoeren en krokodillenklem | 2605 | FL.L-040 | 0095969327701
30208938 | 3345825 | FLUKE-71X | Fluke-71X Slangen accessoire set | 170 | FL.L-040 | 0095969471756
30209908 | 2540697 | TPS VOLTPROBE 600V | Fluke TPS VOLTPROBE 600V Voltprobe 600V tbv Fluke 1760 | 555 | FL.A-020 | 0095969325943
30210005 | 2637629 | FLUKE-1760TR BASIC | Fluke-1760TR BASIC Power Quality Recorder Topas TR met 8 ingangen, zonder stroomtangen | 24607 | FL.A-020 | 0095969348232
30210102 | 2539223 | GPS-TIME SYNC | Fluke GPS-TIME SYNC GPS Tijdsynchronisatiemodule (Fluke 1760) | 694 | FL.A-020 | 0095969324472
30213691 | 3448859 | 80PK-18 | Fluke 80PK-18 Temperatuurmeetprobe Kit bestaat uit de 80PK-8 en de 80PK-10 probes | 582 | FL.L-020 | 0095969493826
30214273 | 2784891 | MS2-WM | Fluke Networks MS2-WM MicroScanner2 Wiremap | 201 | FN.N410 | 0754082054658
30217086 | 3039779 | TI-CAR CHARGER | Fluke TI-CAR CHARGER Batterijlader voor in de auto tbv infraroodcamera's | 184 | FL.L-060 | 0095969417563
30217183 | 3440365 | FLK-TI-SBP3 | Fluke FLK-TI-SBP3 Extra batterij voor Ti32/TiR32/TiR125/TiR110/Ti100/TiSx | 229 | FL.L-060 | 0095969493383
30221257 | 3665021 | FLUKE-1550C | Fluke-1550C Isolatieweerstandtester 5kV in tas | 6560 | FL.L-050 | 0095969550918
30225525 | 3530843 | SBP810 | Fluke SBP810 Smart Battery Pack voor FLUKE-810 | 436 | FL.A-040 | 0095969524155
30225719 | 3665127 | FLUKE-1550C/KIT | Fluke-1550C/KIT Isolatieweerstandtester 5kV in koffer, extra accessoires | 7232 | FL.L-050 | 0095969550987
30225816 | 3665056 | FLUKE-1555 | Fluke-1555 Isolatieweerstandtester 10kV in tas | 7232 | FL.L-050 | 0095969550925
30225913 | 3665111 | FLUKE-1555/KIT | Fluke-1555/KIT Isolatieweerstandtester 10kV in koffer + extra ass + Cert. | 7899 | FL.L-050 | 0095969550970
30226301 | 2802385 | 8808A 240V | Fluke 8808A 240V Multimeter met 5,5 digits, 0,01% | 1179 | FL.L-080 | 0095969393539
30227174 | 1996843 | MDP-ST | Pomona MDP-ST FULL SIZE BANANA PLUG, POMONA #MDP-ST | 7 | FL.L-090 | 0095969032384
30229987 | 3108534 | FLUKE-N4K 1PP42 | Fluke-N4K 1PP42 1 PH N4k power analyzer w/42 | 9253 | FL.A-060 | 0095969440554
30231636 | 935593 | PM9093/001 | Fluke PM9093/001 Male BNC- naar dubbele female BNC-adapter | 117 | FL.L-100 | 0095969022057
30231830 | 2323875 | 10061501 | Fluke Networks 10061501 D914S Impact Tool with Eversharp 110, Eversharp 66 Blade & free Blade | 118 | FN.N510 | 0754082037668
30233964 | 3790607 | FLUKE-365/E | Fluke-365/E Stroomtang 200A TRMS AC/DC met afneembare bek | 446 | FL.L-050 | 0095969559874
30234061 | 5065875 | FLUKE-381 | Fluke-381 Stroomtang 1.000/2.500A AC/DC, TRMS met afneembaar display | 992 | FL.L-050 | 0095969537483
30234352 | 2326448 | 11293000 | Fluke Networks 11293000 ProTool Kit IS60 | 261 | FN.N510 | 0754082038221
30234643 | 2540461 | TPS CLAMP 50A/5A | Fluke TPS CLAMP 50A/5A Stroomtransformator met clipbevestiging 50/5A voor Fluke 1760 serie | 710 | FL.A-020 | 0095969325714
30234837 | 3313059 | FLUKE-N4K RACK KIT | Fluke-N4K RACK KIT N4K 19 inch rack mount kit with handles | 343 | FL.A-060 | 0095969464093
30235128 | 3313514 | FTC00001343D | Beha-Amprobe FTC00001343D VLP5 Driefase testadapter, 16 A 3 polig, 16/32 A 5 polig CEE | 1607 | FL.L-030 | 0095969464543
30236777 | 2740212 | PT12 | Fluke PT12 Pitot Tube 12" voor Fluke 922 | 220 | FL.L-010 | 0095969369947
30241045 | 2547166 | FLUKE-717 1G | Fluke-717 1G Drukkalibrator -68,9 - 68,9 mbar, inclusief meetsnoeren | 2348 | FL.L-040 | 0095969327664
30241142 | 2547194 | FLUKE-717 1000G | Fluke-717 1000G Drukkalibrator 0 - 69 bar, inclusief meetsnoeren en krokodillenklemmen | 2348 | FL.L-040 | 0095969327695
30241239 | 2547215 | FLUKE-717 3000G | Fluke-717 3000G Drukkalibrator 0 - 207 bar, inclusief meetsnoeren en krokodillenklem | 2605 | FL.L-040 | 0095969327718
30241336 | 2547232 | FLUKE-717 5000G | Fluke-717 5000G Drukkalibrator 0 - 345 bar, inclusief meetsnoeren en krokodillenklem | 2605 | FL.L-040 | 0095969327732
30243664 | 4116743 | C437-II | Fluke C437-II Waterdichte harde koffer op wielen tbv 43x serie | 822 | FL.A-030 | 0095969615648
30250842 | 3503169 | TMA5 | Beha-Amprobe TMA5 Luchtsnelheidsmeter | 243 | FL.L-030 | 0095969516150
30259475 | 2743806 | DAA-16 | Beha-Amprobe DAA-16 Driefase adapter 16 A | 155 | FL.L-030 | 0095969371681
30259572 | 2743850 | DAA-32 | Beha-Amprobe DAA-32 Driefase adapter 32A | 170 | FL.L-030 | 0095969371735
30260348 | 3261925 | ZERO ADAPTER | Fluke ZERO ADAPTER Fluke Zero adapter (165xB) | 63 | FL.L-050 | 0095969460941
30263355 | 3052592 | MS2-TTK | Fluke Networks MS2-TTK MS2+IS60 Pro-Tool Kit+IntelliTone 200Probe+patch cables+case | 1545 | FN.N410 | 0754082058618
30263452 | 3971207 | TL71-1 | Fluke TL71-1 Meetsnoeren met siliconenisolatie en haakse stekers | 50 | FL.L-020 | 0095969589888
30263549 | 3971218 | TL75-1 | Fluke TL75-1 Meetsnoerenset PVC 1,2 meter | 43 | FL.L-020 | 0095969589895
30263646 | 3971265 | TP1-1 | Fluke TP1-1 Slanke Slim Reach-meetprobe (plat) | 32 | FL.L-020 | 0095969589949
30263743 | 3971283 | TP2-1 | Fluke TP2-1 Meetpennen voor elektrische toepassingen (2 mm) | 35 | FL.L-020 | 0095969589963
30263840 | 3971276 | TP220-1 | Fluke TP220-1 Suregrip Test Probes, rood en zwart | 35 | FL.L-020 | 0095969589956
30263937 | 3971178 | TL220-1 | Fluke TL220-1 Suregrip Industrial Test Lead set met AC220, TP220 en TL224 | 138 | FL.L-020 | 0095969589857
30264034 | 3971184 | TL223-1 | Fluke TL223-1 Elektrische SureGripT-meetsnoerenkit | 127 | FL.L-020 | 0095969589864
30264228 | 3971229 | TL80A-1 | Fluke TL80A-1 Basisset elektronische meetsnoeren in C75 draagtas | 131 | FL.L-020 | 0095969589901
30264325 | 3971234 | TLK-225-1 | Fluke TLK-225-1 SureGripT Master-accessoireset | 275 | FL.L-020 | 0095969589918
30264422 | 3971241 | TLK281-1 | Fluke TLK281-1 SureGripT-automotive-meetsnoerenkit | 242 | FL.L-020 | 0095969589925
30264519 | 3971252 | TLK282-1 | Fluke TLK282-1 SureGripT luxe automotive-meetsnoerenkit | 310 | FL.L-020 | 0095969589932
30264616 | 3971169 | T5-KIT-1 | Fluke T5-KIT-1 Handige accessoireset voor Fluke T5 | 92 | FL.L-020 | 0095969589840
30264907 | 3977194 | FLUKE-789/E | Fluke-789/E Luskalibratie-multimeter | 1973 | FL.L-040 | 0095969590396
30265295 | 3947719 | FLUKE-179/EDA2/EUR | Fluke-179/EDA2/EUR TRMS multimeter kit | 576 | FL.L-020 | 0095969586634
30265392 | 3947770 | FLUKE-27II/EUR | Fluke-27II/EUR TRMS IP67 multimeter met meetsnoeren en klemmen | 864 | FL.L-020 | 0095969586658
30265489 | 3947781 | FLUKE-287/EUR | Fluke-287/EUR TRMS multimeter met meetsnoeren | 1031 | FL.L-020 | 0095969586665
30265586 | 3947796 | FLUKE-287/FVF/EUR | Fluke-287/FVF/EUR TRMS multimeter met meetsnoeren en software | 1210 | FL.L-020 | 0095969586672
30265683 | 3947801 | FLUKE-289/EUR | Fluke-289/EUR TRMS multimeter met meetsnoeren | 1122 | FL.L-020 | 0095969586689
30265877 | 3947812 | FLUKE-289/FVF/EUR | Fluke-289/FVF/EUR TRMS multimeter met meetsnoeren en software | 1248 | FL.L-020 | 0095969586696
30265974 | 3947820 | FLUKE-28II/EUR | Fluke-28II/EUR TRMS IP67 multimeter met meetsnoeren en klemmen | 864 | FL.L-020 | 0095969586702
30266168 | 3947835 | FLUKE-77-4/EUR | Fluke-77-4/EUR Multimeter met meetsnoeren | 681 | FL.L-020 | 0095969586719
30266265 | 3947847 | FLUKE-83-V/EUR | Fluke 83-V/EUR Multimeter met meetsnoeren en klemmen | 617 | FL.L-020 | 0095969586726
30266459 | 3947858 | FLUKE-87-5/EUR | Fluke 87-5/EUR Multimeter met meetsnoeren en klemmen | 648 | FL.L-020 | 0095969586733
30266556 | 3947864 | FLUKE-87-5/E2K/EUR | Fluke-87-5/E2K/EUR TRMS multimeter kit | 780 | FL.L-020 | 0095969586740
30267332 | 2326427 | 11292000 | Fluke Networks 11292000 ProTool Kit IS50 | 218 | FN.N510 | 0754082038207
30269175 | 3352559 | CXT80 | Fluke CXT80 Harde Pelican koffer tbv Fluke 80 en 180 series | 295 | FL.L-020 | 0095969472937
30269466 | 2086410 | HC200 | Fluke HC200 Haakklemmenset voor de Fluke 190-serie (2 rood, 2 grijs) | 68 | FL.L-100 | 0095969240154
30271406 | 3806487 | Fluke FLK2AC/200-1000V5 | Fluke Voltalert AC spanningszoeker 200-1000V 5 pack | 168 | FL.L-050 | 0095969563734
30271697 | 1632845 | MDP-0 | Pomona MDP-0 DOUBLE BANANA PLUG, SOLDERLESS, BLACK | 4 | FL.L-090 | 0095969208376
30271794 | 1632850 | MDP-2 | Pomona MDP-2 DOUBLE BANANA PLUG, SOLDERLESS, RED | 4 | FL.L-090 | 0095969208383
30271891 | 1659753 | MDP-4 | Pomona MDP-4 DOUBLE BANANA PLUG, SOLDERLESS, YELLOW | 4 | FL.L-090 | 0095969209014
30281397 | 3037808 | ACD-10 PLUS | Beha-Amprobe ACD-10 PLUS Stroomtang 600A AC, bekopening 25mm | 117 | FL.L-030 | 0095969417457
30281494 | 3611985 | FLK2AC/200-1000VCL | Fluke FLK2AC/200-1000VCL Voltalert AC spanningszoeker 200-1000V | 47 | FL.L-050 | 0095969537728
30282949 | 2772460 | MS2-IDK27 | Fluke Networks MS2-IDK27 MicroScanner2 Remote Identifier Kit 2-7 | 485 | FN.N410 | 0754082054382
30284986 | 614187 | TAS90 | Fluke TAS90 Accessoireset voor afgeschermde meetsnoeren | 106 | FL.L-100 | 0095969047647
30285083 | 2323500 | 10051110 | Fluke Networks 10051110 D914 Impact Tool with Eversharp 110 Blade | 88 | FN.N510 | 0754082037293
30285277 | 3521976 | TL175 | Fluke TL175 TwistGuard meetsnoeren | 50 | FL.L-020 | 0095969521543
30285374 | 3565554 | TL175E | Fluke TL175E TwistGuard-meetsnoeren met 4mm-lantaarnpunten | 55 | FL.L-020 | 0095969528887
30291873 | 3676410 | FLUKE-I2500-10 | Fluke-I2500-10 Stroomtang iFlex 2500A, 10 inch | 229 | FL.L-050 | 0095969559706
30291970 | 3676405 | FLUKE-I2500-18 | Fluke-I2500-18 Stroomtang iFlex 2500A, 18 inch | 229 | FL.L-050 | 0095969559690
30301964 | 3949761 | I5S-PR | Fluke i5s-PR Stroomtang 5A tbv Fluke 1750 | 522 | FL.A-020 | 0095969587044
30304001 | 3821096 | FLUKE-53-2 B 50HZ | Fluke-53-2 B 50HZ Digitale thermometer 1 kanaal voor type J,K,T,E,N,R,S thermokoppels | 761 | FL.L-020 | 0095969565134
30304486 | 3729989 | ACDC-54NAV | Beha-Amprobe ACDC-54NAV Stroomtang 1000A AC/DC met temperatuurmeting | 525 | FL.L-030 | 0095969556675
30304874 | 3949777 | I40S-PR | Fluke I40S-PR Stroomtang 40A tbv Fluke 1750 | 620 | FL.A-020 | 0095969587051
30305068 | 3894688 | BP291 | Fluke BP291 Li-ion-batterij met hoge capaciteit voor Fluke 190 serie II | 534 | FL.L-100 | 0095969580199
30305262 | 2098588 | L205 | Fluke L205 Mini Hat Light, robuuste xenonwerklamp | 59 | FL.L-020 | 0095969242608
30306329 | 2517605 | FLUKE-1587 T | Fluke-1587 T Isolatiemultimeter voor Telecom | 1129 | FL.L-050 | 0095969319768
30307493 | 3024692 | NORMA LG SHUNT/CBL | Fluke NORMA LG SHUNT/CBL LG Shunt Cables for High Current Shunts | 476 | FL.A-060 | 0095969414241
30307978 | 2326147 | 10565000 | Fluke Networks 10565000 Krone Blade, D814/D914/D914S | 74 | FN.N510 | 0754082037941
30308463 | 4014969 | FLUKE-9040EUR | Fluke-9040EUR Faserotatietester | 340 | FL.L-050 | 0095969599474
30308948 | 3894880 | AS400 | Fluke AS400 Probe accessoire set voor VPS400 probes (zwart) | 180 | FL.L-100 | 0095969580397
30310791 | 3894867 | RS400 | Fluke RS400 Accesoires vervangingsset voor probes VPS400 serie | 145 | FL.L-100 | 0095969580373
30311470 | 2635941 | NFA-ST | Fluke Networks NFA-ST Set of ST Test Adapters (2) | 357 | FN.N240 | 0754082043577
30312731 | 1992627 | APP2000 | Fluke APP2000 Barcode appliance nummer labels 1001 -2000 | 213 | FL.L-050 | 0095969028875
30319909 | 3327069 | SFPOWERMETER | Fluke Networks SFPOWERMETER SimpliFiber Pro Optical Power Meter | 1830 | FN.N210 | 0754082063148
30320103 | 3894844 | HH290 | Fluke HH290 Ophanghaak voor Fluke ScopeMeters 190 Serie II | 125 | FL.L-100 | 0095969580359
30320200 | 4025762 | BP290 | Fluke BP290 Li-ion battery pack voor Fluke ScopeMeters 190 Serie II, 2500 mAh | 392 | FL.L-100 | 0095969601849
30320297 | 3894906 | EBC290 | Fluke EBC290 Externe batterijlader voor BP290 en BP291 | 174 | FL.L-100 | 0095969580410
30321267 | 3327078 | SFSinglemodeSOURCE | Fluke Networks SFSinglemodeSOURCE SimpliFiber Pro Singlemode 1310/1550nm Source | 3281 | FN.N210 | 0754082063155
30323692 | 2329212 | 44600000 | Fluke Networks 44600000 Probe PIC 105° | 13 | FN.N510 | 0754082039556
30330773 | 2325911 | 10176500 | Fluke Networks 10176500 Eversharp 110 Blade | 37 | FN.N510 | 0754082037743
30331549 | 2635934 | NFA-LC | Fluke Networks NFA-LC Set of LC Test Adapters (2) | 357 | FN.N240 | 0754082043560
30331646 | 2799697 | NFC-CUBE | Fluke Networks NFC-CUBE Fiber Optic Cleaning Cube (2x2), Each Cube cleans 800 End-Faces | 62 | FN.N240 | 0754082055327
30331743 | 2799732 | NFC-SOLVENTPEN | Fluke Networks NFC-SOLVENTPEN Fiber Optic Cleaning Solvent Pen, contains 10g/.35oz/12ml | 21 | FN.N240 | 0754082055341
30331840 | 2799767 | NFC-SWABS-1.25MM | Fluke Networks NFC-SWABS-1.25MM Fiber Optic Cleaning Swabs - 1.25mm diameter | 47 | FN.N240 | 0754082055358
30332907 | 4096855 | FLUKE-700HTP-2 | Fluke-700HTP-2 Hydraulische test pomp, 0 tot 10,000 PSI / 0 tot 690 bar | 1843 | FL.L-040 | 0095969610995
30333586 | 4079153 | NFC-KIT-CASE-E | Fluke Networks NFC-KIT-CASE-E Enhanced Fiber Optic Cleaning Kit with one-click cleaners | 377 | FN.N240 | 0754082092452
30338727 | 2675468 | 884X-RTD | Fluke 884X-RTD RTD temperatuurmeetprobe 100Ohm | 797 | FL.L-080 | 0095969354011
30339697 | 4112351 | TLK1550-RTLC | Fluke TLK1550-RTLC Krokodillenklemmen- en meetsnoerenset tbv Fluke 155x series | 394 | FL.L-020 | 0095969614931
30339988 | 4089137 | T5-RLS | Fluke T5-RLS Vervangende meetsnoerenset voor T5-600 en T5-1000 | 41 | FL.L-020 | 0095969609791
30340764 | 4017165 | FLUKE-28IIEX | Fluke-28IIEX TRMS EX multimeter met meetsnoeren en klemmen | 2071 | FL.L-020 | 0095969599733
30340861 | 5065894 | FLUKE-62 MAX | Fluke-62 MAX Infraroodthermometer -30ºC tot 500ºC | 150 | FL.L-020 | 0095969620208
30340958 | 5065907 | FLUKE-62 MAX + | Fluke-62 MAX + Infraroodthermometer -30ºC tot 650ºC met dubbele laser punt | 173 | FL.L-020 | 0095969620215
30341734 | 3521983 | TP175 | Fluke TP175 TwistGuardT meetprobeset | 35 | FL.L-020 | 0095969521550
30345420 | 3565568 | TP175E | Fluke TP175E Meetprobeset in lengte verstelbare meetpunten | 40 | FL.L-020 | 0095969528894
30345517 | 4097610 | FLUKE-700G30 | Fluke-700G30 Precisiedrukmeter, 5.000 PSIG, -970 bar tot 340 bar, resolutie 0,01 | 1270 | FL.L-040 | 0095969611114
30345614 | 4124358 | FLUKE-700HTPK | Fluke-700HTPK Hydraulische test pomp kit, 0 tot 10,000 PSI / 0 tot 690 bar | 1933 | FL.L-040 | 0095969617963
30346584 | 4097514 | FLUKE-700G05 | Fluke-700G05 Precisiedrukmeter, 30 PSIG, -970 mbar tot 2 bar, resolutie 0,0001 bar | 1270 | FL.L-040 | 0095969611053
30346681 | 4123225 | 700G/TRACK | Fluke 700G/TRACK Data logging software voor 700G met kabel | 746 | FL.L-040 | 0095969617949
30346875 | 4131397 | FLUKE-985 | Fluke-985 Deeltjesteller voor binnenluchtkwaliteit | 7882 | FL.L-010 | 0095969620321
30347069 | 2653346 | 884X-SHORT | Fluke 884X-SHORT Kortsluitsnoer 4-draads | 42 | FL.L-080 | 0095969352864
30347360 | 4097592 | FLUKE-700G08 | Fluke-700G08 Precisiedrukmeter, 1.000 PSIG, -970 mbar tot 69 bar, resolutie 0,001 | 1270 | FL.L-040 | 0095969611091
30347457 | 4124364 | FLUKE-700PTPK | Fluke-700PTPK Pneumatische testpomp kit 0 tot 40 bar | 1364 | FL.L-040 | 0095969617970
30348136 | 4097622 | FLUKE-700G31 | Fluke-700G31 Precisiedrukmeter, 10.000 PSIG, -970 mbar tot 690 bar, resolutie 0,01 | 1270 | FL.L-040 | 0095969611121
30349009 | 4096972 | FLUKE-700G04 | Fluke-700G04 Precisiedrukmeter, 15 PSIG, -0,97 bar tot 1 bar, resolutie 0,0001 bar | 1270 | FL.L-040 | 0095969611008
30349106 | 4097538 | FLUKE-700G06 | Fluke-700G06 Precisiedrukmeter, 100 PSIG, -0,83 bar tot 6,9 bar, resolutie 0,0001 | 1270 | FL.L-040 | 0095969611060
30349203 | 4097561 | FLUKE-700G07 | Fluke-700G07 Precisiedrukmeter, 500 PSIG, -0,83 bar tot 34 bar, resolutie 0,001 | 1270 | FL.L-040 | 0095969611084
30349300 | 4097545 | FLUKE-700G27 | Fluke-700G27 Precisiedrukmeter, 300 PSIG, -0,83 bar tot 20bar, resolutie 0,001 bar | 1270 | FL.L-040 | 0095969611077
30349397 | 4097605 | FLUKE-700G29 | Fluke-700G29 Precisiedrukmeter, 3.000 PSIG, -970 mbar tot 200 bar, resolutie 0,01 | 1270 | FL.L-040 | 0095969611107
30349785 | 4276928 | VPS410-II-R | Fluke VPS410-II-R Probeset 500 MHz 10:1 rood - 1,2 meter | 342 | FL.L-100 | 0095969655613
30350076 | 4106866 | FLUKE-424D | Fluke-424D Laserafstandsmeter tot 100m, nauwkeurigheid 1 mm | 617 | FL.L-020 | 0095969613576
30350270 | 2329151 | 44400000 | Fluke Networks 44400000 Cable Splicing Knife | 29 | FN.N510 | 0754082039495
30350367 | 5065521 | FLUKE-323 | Fluke-323 Stroomtang 400A AC TRMS met draagtas | 198 | FL.L-050 | 0095969623742
30350561 | 5065866 | FLUKE-325 | Fluke-325 Stroomtang 400A AC/DC TRMS met temperatuur | 337 | FL.L-050 | 0095969623766
30350658 | 4090343 | FLUKE-750SW | Fluke-750SW DPC TRACK2 software is geschikt voor Fluke 74x, 75x en 729 kalibratoren | 5254 | FL.A-050 | 0095969610063
30351822 | 4116376 | MMC-62-SCFC | Fluke Networks MMC-62-SCFC Multimode Launch Cable, 62.5 µm, SC/FC | 453 | FN.N240 | 0754082094326
30351919 | 4116365 | MMC-62-SCLC | Multimode Launch Cable, 62.5 µm, SC/LC | 342 | FN.N240 | 0754082094319
30352016 | 4116341 | MMC-62-SCSC | Fluke Networks MMC-62-SCSC Multimode Launch Cable, 62.5 µm, SC/SC | 453 | FN.N240 | 0754082094296
30352113 | 4116352 | MMC-62-SCST | Fluke Networks MMC-62-SCST Multimode Lanche cable, 62.5 µm, SC/ST | 453 | FN.N240 | 0754082094302
30352889 | 3869437 | FTP-1 | Fluke FTP-1 Gezekerde meetprobes | 165 | FL.L-020 | 0095969577144
30354053 | 3996500 | FLK-TI-VISOR2 | Fluke FLK-TI-VISOR2 Zonnekap tbv Ti(R) 100\110\125 | 115 | FL.L-060 | 0095969623582
30354247 | 4016945 | FLUKE-T90 | Fluke-T90 Spanningstester en doorbeltester | 91 | FL.L-050 | 0095969599672
30354344 | 4093088 | FLUKE-T110/VDE | Fluke-T110/VDE Spannings-en doorbeltester met schakelbare belasting | 128 | FL.L-050 | 0095969610490
30354441 | 4093095 | FLUKE-T130/VDE | Fluke-T130/VDE Spanningstester en doorbeltester met display | 192 | FL.L-050 | 0095969610506
30354538 | 4093109 | FLUKE-T150/VDE | Fluke-T150/VDE Spannings-/doorbeltester met LCD en ohm-meting, 6-690V AC/DC (DE) | 221 | FL.L-050 | 0095969610513
30358709 | 3313412 | FTC00001240D | Beha-Amprobe FTC00001240D Driefase adapter 16 A CEE 5 polig | 145 | FL.L-030 | 0095969464444
30358806 | 3313420 | FTC00001241D | Beha-Amprobe FTC00001241D Driefase adapter 32 A CEE 5 polig | 168 | FL.L-030 | 0095969464451
30359679 | 1893313 | MDP-02 | Pomona MDP-02 Double BANANA PLUG W/WIRE GUIDE (SET) | 10 | FL.L-090 | 0095969151184
30360358 | 3460439 | FLK-100-CLKT | Fluke FLK-100-CLKT IR-venster 100mm buiten- en binnentoepassingen | 481 | FL.L-060 | 0095969495905
30360649 | 2650136 | 3140R | Fluke 3140R Stroomtang 400A tbv Fluke 1750 | 651 | FL.A-020 | 0095969351386
30360940 | 3093763 | JR-LEV-2-H | Fluke Networks JR-LEV-2-H Jackrapid Replacement Blade Head (For Leviton 61110, 5G110, 6110G) | 86 | FN.N510 | 0754082059288
30362104 | 3326780 | FTK2000 | Fluke Networks FTK2000 SimpliFiber Pro Singlemode Verification Kit | 4697 | FN.N210 | 0754082063100
30362783 | 3093693 | JR-LEV-2 | Fluke Networks JR-LEV-2 Jackrapid Termination Tool (For Leviton 61110, 5G110, 6110G) | 132 | FN.N510 | 0754082059226
30363850 | 4116390 | SMC-9-SCST | Fluke Networks SMC-9-SCST Singlemode Launch Cable, 9 µm, SC/ST | 453 | FN.N240 | 0754082094340
30363947 | 4119259 | PA-ST | Fluke Networks PA-ST OTDR Source Port Interchangeable ST Adapter | 427 | FN.N240 | 0754082094418
30364044 | 2540445 | TPS CLAMP 10A/1A | Fluke TPS CLAMP 10A/1A Stroomtransformator met clipbevestiging 10/1A voor Fluke 1760 serie | 710 | FL.A-020 | 0095969325691
30364141 | 4234350 | FLUKE-709 | Fluke-709 Precisiestroomluskalibrator | 1449 | FL.L-040 | 0095969643740
30364238 | 4234361 | FLUKE-709H | Fluke-709H Precisiestroomluskalibrator met log functie voor HART gegevens | 2276 | FL.L-040 | 0095969643757
30364335 | 4281225 | 709H/TRACK | Fluke 709H/TRACK Logging software met kabel tbv Fluke 709 | 726 | FL.L-040 | 0095969656535
30364917 | 2539565 | MBX USB-RS232 | Fluke MBX USB-RS232 USB naar serie RS232 Adapter | 94 | FL.L-070 | 0095969324816
30365208 | 3086286 | VPS212-G | Fluke VPS212-G Probeset 200 MHz 10:1 grijs - 2,5 meter | 306 | FL.L-100 | 0095969435826
30366760 | 2687335 | FVF-SC4 | Fluke FVF-SC4 FlukeView Forms Software + kabel tbv Fluke 8845A & 8846A | 400 | FL.L-020 | 0095969361811
30367342 | 4101772 | AC175 | Fluke AC175 Krokodillen klemmen set rood / zwart voor meetpennen | 50 | FL.L-020 | 0095969612425
30367536 | 3730150 | TMD-50 | Beha-Amprobe TMD-50 Digitale thermometer (K, J, T, R/S, N, E type) datalogger | 136 | FL.L-030 | 0095969556842
30368603 | 4297126 | T5-600/62MAX+/1ACE | Fluke T5-600/62MAX+/1ACE Combinatieset met Fluke T5-600, 62MAX+ en 1AC | 420 | FL.L-050 | 0095969659475
30371901 | 935601 | PM9092/001 | Fluke PM9092/001 BNC-kabel, 50 Ohm met veilige connector 0,5 meter | 174 | FL.L-100 | 0095969022071
30373744 | 2145762 | FTC00001154D | Beha-Amprobe FTC00001154D Reflectie strips voor snelheidsmeter, 75 mm lengte, 10 stuks | 25 | FL.L-030 | 0095969258753
30374035 | 4296076 | FL62MAX+/323/1AC | Fluke FL62MAX+/323/1AC Infraroodthermometer -30 tot 650ºC met dubbele laser punt | 406 | FL.L-020 | 0095969659253
30374132 | 4058813 | FLUKE-717 10000G | Fluke-717 10000G Drukkalibrator 0 - 690 bar, inclusief meetsnoeren en krokodillenklem | 2605 | FL.L-040 | 0095969605632
30374229 | 4296034 | FLUKE-117/323 EUR | Fluke-117/323 EUR TRMS multimeter met stroomtang | 498 | FL.L-020 | 0095969659215
30374326 | 4296018 | FLUKE-116/62 MAX+ | Fluke-116/62 MAX+ TMS multimeter met infrarood temperatuurmeter | 474 | FL.L-020 | 0095969659192
30374423 | 4296029 | FLUKE-116/323 KIT | Fluke-116/323 KIT TRMS multimeter met stroomtang | 523 | FL.L-020 | 0095969659208
30374811 | 4093182 | MFTK1200 | Fluke Networks MFTK1200 MultiFiber Pro Base Kit:Power Meter Source,TRC&MPO QuickClean | 12860 | FN.NR230 | 0754082092742
30375005 | 4140304 | FI1000-ST-TIP | Fluke Networks FI1000-ST-TIP ST Bulkhead Video Probe Tip | 287 | FN.N240 | 0754082095231
30375199 | 4140430 | FI1000-TIP-KIT | Fluke Networks FI1000-TIP-KIT LC, FC and SC Bulkhead, 1.25 and 2.5mm Universal Tips in a Box | 645 | FN.N240 | 0754082095354
30375296 | 4140409 | FI1000-E2K-TIP | Fluke Networks FI1000-E2K-TIP E2000 Bulkhead Video Probe Tip | 684 | FN.N240 | 0754082095323
30375393 | 4116329 | MMC-50-SCE2K | Fluke Networks MMC-50-SCE2K Multimode Launch Cable, 50 µm, SC/E2000 | 453 | FN.N240 | 0754082094272
30377915 | 3351364 | NFA-FC-SINGLE | Fluke Networks NFA-FC-SINGLE FC Adapter For OLTS Testing (1) | 181 | FN.N240 | 0754082064381
30378012 | 3351399 | NFA-LC-SINGLE | Fluke Networks NFA-LC-SINGLE LC Adapter For OLTS Testing (1) | 181 | FN.N240 | 0754082064411
30378109 | 3351386 | NFA-ST-SINGLE | Fluke Networks NFA-ST-SINGLE ST Adapter For OLTS Testing (1) | 181 | FN.N240 | 0754082064404
30379176 | 2326557 | 19800003 | Fluke Networks 19800003 TS19 Test Set with banana Jacks to alligator clips | 192 | FN.N510 | 0754082038320
30379273 | 2326569 | 19800009 | Fluke Networks 19800009 Test Set TS19 met ABN (Angled bed of nails) clips | 192 | FN.N510 | 0754082038337
30379564 | 1887979 | MDP-6 | Pomona MDP-6 Double BANANA PLUG (BLUE) | 4 | FL.L-090 | 0095969146074
30379855 | 4328074 | FLUKE-572-2 | Fluke-572-2 Infrarood- en contactthermometer -30 tot 900ºC, incl. koffer, software | 1015 | FL.L-020 | 0095969667562
30379952 | 4321662 | FLUKE-568EX | Fluke-568EX Ex Infrarood- en contactthermometer -40 tot 800ºC, in koffer | 2122 | FL.L-020 | 0095969666138
30380049 | 4022220 | BP7240 | Fluke BP7240 Li-ion-batterijset voor Fluke 75x series | 288 | FL.L-040 | 0095969600927
30380922 | 4073928 | AC285-FTP | Fluke AC285-FTP Krokodillenklemmenset met adapters voor FTP, FTPL, FTP-1, FTPL-1 | 46 | FL.L-020 | 0095969606448
30382280 | 4467099 | GLD-DSX-5000 | Fluke Networks GLD-DSX-5000 1 year Gold Support Services for DSX-5000 | 1416 | FN.N750 | 0754082113881
30382765 | 2151015 | BP881 | Fluke BP881 Verloop adaper van BNC naar dubbele banaanstekkerbus | 35 | FL.L-020 | 0095969261609
30384220 | 4335377 | FLK-TI-VISOR3 | Fluke FLK-TI-VISOR3 Zonnekap voor Ti200 - 300 - 400 | 115 | FL.L-060 | 0095969668651
30384705 | 4083642 | 4083642 | Fluke Afscherm dopjes voor FLUKE T90-T110-T130-T150 (4 stuks) | 4 | FL.P-100 | 0095969677318
30384802 | 4083656 | 4083656 | Fluke 4mm probe verbreders tbv T90-T110-T130-T150 (4 stuks) | 3 | FL.P-100 | 0095969677301
30384899 | 4335361 | FLK-LENS/WIDE2 | Fluke FLK-LENS/WIDE2 Breedhoeklens voor TI-200, TI-300 en TI-400 | 2100 | FL.L-060 | 0095969668644
30384996 | 4335350 | FLK-LENS/TELE2 | Fluke FLK-LENS/TELE2 Telelens voor Ti-200, TI-300 en TI-400 | 2100 | FL.L-060 | 0095969668637
30385287 | 4353234 | FLUKE-719PRO-300G | Fluke-719PRO-300G Elektrische drukkalibrator, -800mbar - 20 bar - resolutie 0,001bar | 5247 | FL.L-040 | 0095969673815
30385384 | 4353218 | FLUKE-719PRO-30G | Fluke-719PRO-30G Elektrische drukkalibrator, -800mbar - 2 bar - resolutie 0,0001bar | 5247 | FL.L-040 | 0095969673792
30385481 | 4353229 | FLUKE-719PRO-150G | Fluke-719PRO-150G Elektrische drukkalibrator, -800mbar - 10 bar - resolutie 0,001bar | 5247 | FL.L-040 | 0095969673808
30386451 | 4353241 | FLUKE-721-1601 | Fluke-721-1601 Precisiedrukkalibrator sensoren, -0,97 tot 1,1 en -0,83 tot 6,9 bar | 3340 | FL.A-050 | 0095969673822
30386548 | 4366669 | FLUKE-720RTD | Fluke-720RTD RTD Probe voor Fluke 721 en 719PRO ø 7mm | 445 | FL.A-050 | 0095969678285
30386645 | 4382695 | FLUKE-720URTDA | Fluke-720URTDA Universal RTD adapter voor Fluke-719Pro en Fluke-721 | 300 | FL.A-050 | 0095969683074
30386742 | 4380747 | FLUKE-71X-TRAP | Fluke-71X-TRAP Vocht- en vuilafscheider voor Fluke 718, 719 en 719 Pro | 588 | FL.L-040 | 0095969682336
30386839 | 4353523 | FLUKE-700G01 | Fluke-700G01 Precisiedrukmeter, ±10 inH2O WC (0,4 PSIG), -20 mbar tot 20 mbar | 1270 | FL.L-040 | 0095969674102
30387906 | 4353646 | FLUKE-700RG31 | Fluke-700RG31 Precisiedrukmeter, referentie 10.000 PSIG, -970 mbar tot 690 bar | 1406 | FL.L-040 | 0095969674225
30388003 | 4353631 | FLUKE-700RG30 | Fluke-700RG30 Precisiedrukmeter, referentie 5.000 PSIG, -970 mbar tot 340 bar | 1406 | FL.L-040 | 0095969674218
30388100 | 4353622 | FLUKE-700RG29 | Fluke-700RG29 Precisiedrukmeter, referentie 3.000 PSIG, -970 mbar tot 200 bar | 1406 | FL.L-040 | 0095969674201
30388197 | 4353610 | FLUKE-700RG08 | Fluke-700RG08 Precisiedrukmeter, referentie 1.000 PSIG, -970 mbar tot 69 bar | 1406 | FL.L-040 | 0095969674195
30388294 | 4353605 | FLUKE-700RG07 | Fluke-700RG07 Precisiedrukmeter, referentie 500 PSIG, -830 mbar tot 34 bar | 1406 | FL.L-040 | 0095969674188
30388391 | 4353592 | FLUKE-700RG06 | Fluke-700RG06 Precisiedrukmeter, referentie 100 PSIG, -0,83 bar tot 6,9 bar | 1406 | FL.L-040 | 0095969674171
30388488 | 4353589 | FLUKE-700RG05 | Fluke-700RG05 Precisiedrukmeter, referentie 30 PSIG, -970 mbar tot 2 bar | 1406 | FL.L-040 | 0095969674164
30388585 | 4353577 | FLUKE-700GA27 | Fluke-700GA27 Precisiedrukmeter, 300 PSI A, 0 bar tot 20 bar absolute | 1270 | FL.L-040 | 0095969674157
30388682 | 4353561 | FLUKE-700GA6 | Fluke-700GA6 Precisiedrukmeter, 100 PSI A, 0 bar tot 6,9 bar absolute | 1270 | FL.L-040 | 0095969674140
30388779 | 4353550 | FLUKE-700GA5 | Fluke-700GA5 Precisiedrukmeter, 30 PSI A, 0 bar tot 2 bar absolute | 1270 | FL.L-040 | 0095969674133
30388876 | 4353545 | FLUKE-700GA4 | Fluke-700GA4 Precisiedrukmeter, 15 PSI A, 0 bar tot 1 bar absolute | 1270 | FL.L-040 | 0095969674126
30388973 | 4353654 | FLUKE-700G10 | Fluke-700G10 Precisiedrukmeter, 2.000 PSIG, -970 mbar tot 140 bar | 1270 | FL.L-040 | 0095969674232
30389070 | 4353538 | FLUKE-700G02 | Fluke-700G02 Precisiedrukmeter, ±30 inH2O WC (1 PSIG), -70 mbar tot 70 mbar | 1270 | FL.L-040 | 0095969674119
30389167 | 4358028 | FLUKE-1730-HANGER | Fluke-1730-HANGER Ophang kit tbv Fluke 1730 | 91 | FL.A-070 | 0095969674652
30389264 | 4395217 | FLUKE-1730-CABLE | Fluke-1730-CABLE AUX ingangskabel | 48 | FL.A-070 | 0095969690959
30392853 | 4389436 | BP1730-BATTERY | Fluke BP1730-BATTERY Li Ion Battery Pack 3.7V 2500mAh tbv Fluke 173x | 64 | FL.A-070 | 0095969687010
30393920 | 2635929 | NFA-SC | Fluke Networks NFA-SC Set of SC Test Adapters (2) | 357 | FN.N240 | 0754082043553
30394114 | 3351373 | NFA-SC-SINGLE | Fluke Networks NFA-SC-SINGLE SC Adapter For OLTS Testing (1) | 181 | FN.N240 | 0754082064398
30394308 | 4111540 | C150 | Fluke C150 Draagtas met ritssluiting en met een buitenzijde van polyester | 51 | FL.L-020 | 0095969614832
30395666 | 2799771 | NFC-SWABS-2.5MM | Fluke Networks NFC-SWABS-2.5MM Fiber Optic Cleaning Swabs - 2.5mm diameter | 38 | FN.N240 | 0754082055365
30396151 | 4355552 | CFP-MM-ADD | Fluke Networks CFP-MM-ADD CertiFiber Pro Multimode OLTS Add-on Kit: (2) Multimode OLTS module | 10218 | FN.N220 | 0754082106692
30396345 | 4325052 | FLUKE-6200-2 NL | Fluke-6200-2 NL Draagbare apparaten tester, incl. koffer en meetsnoeren | 1479 | FL.L-050 | 0095969666800
30396442 | 4325065 | FLUKE-6500-2 NL | Fluke-6500-2 NL Draagbare apparatentester incl. koffer en meetsnoeren | 2421 | FL.L-050 | 0095969666817
30396636 | 4325128 | SP6000 PRINTER | Fluke SP6000 PRINTER Printer USB voor Fluke 6200-2/6500-2 | 987 | FL.L-050 | 0095969666824
30396733 | 4325143 | SPSCAN6000 | Fluke SPSCAN6000 Barcodescanner USB voor Fluke 6200-2/6500-2 | 624 | FL.L-050 | 0095969666831
30396830 | 4325155 | FLUKE-1623-2 | Fluke-1623-2 GEO aardingstester voor 3/4 polige meetmethode | 2342 | FL.L-050 | 0095969666848
30396927 | 4325162 | FLUKE-1625-2 | Fluke-1625-2 GEO aardingstester voor 3/4 polige meetmethode en autom. freq. | 3903 | FL.L-050 | 0095969666855
30397024 | 4325170 | FLUKE-1623-2 KIT | Fluke-1623-2 KIT GEO aardingstester kit voor 3/4 polige meetmethode | 3989 | FL.L-050 | 0095969666862
30397121 | 4325181 | FLUKE-1625-2 KIT | Fluke-1625-2 KIT GEO aardingstester kit voor 3/4 polige meetmethode en autom. freq. | 5726 | FL.L-050 | 0095969666879
30397218 | 4325492 | EARTH STAKE | Fluke EARTH STAKE Aardingspen voor Fluke 1623-2/1625-2; 95cm | 109 | FL.L-050 | 0095969666886
30397315 | 4343731 | CABLE REEL 25M BL | Fluke CABLE REEL 25M BL Aardingsdraadhaspel 25m blauw voor Fluke 1623-2/1625-2 | 109 | FL.L-050 | 0095969671965
30397412 | 4343746 | CABLE REEL 25M GR | Fluke CABLE REEL 25M GR Aardingsdraadhaspel 25m groen voor Fluke 1623-2/1625-2 | 109 | FL.L-050 | 0095969671972
30397509 | 4343754 | CABLE REEL 50M RD | Fluke CABLE REEL 50M RD Aardingsdraadhaspel 50m rood voor Fluke 1623-2/1625-2 | 121 | FL.L-050 | 0095969671989
30397606 | 4359042 | C1620 | Fluke C1620 Professionele draagtas voor Fluke 1623-2/1625-2 | 333 | FL.L-050 | 0095969674836
30397703 | 4359377 | ES-162P3-2 | Fluke ES-162P3-2 Aardpennenset 3-polig voor Fluke 1623-2/1625-2 | 415 | FL.L-050 | 0095969674867
30397800 | 4359389 | ES-162P4-2 | Fluke ES-162P4-2 Aardpennenset 4-polig voor Fluke 1623-2/1625-2 | 605 | FL.L-050 | 0095969674874
30401583 | 4326955 | FLUKE-CV200 | Fluke-CV200 IR Venster 2inch (50mm) handontgrendeling | 340 | FL.L-060 | 0095969667067
30401680 | 4326962 | FLUKE-CV300 | Fluke-CV300 IR Venster 3inch (75mm) handontgrendeling | 464 | FL.L-060 | 0095969667074
30401777 | 4326996 | FLUKE-CV400 | Fluke-CV400 IR Venster 4inch (100mm) handontgrendeling | 651 | FL.L-060 | 0095969667081
30403814 | 618113 | 80K-15 | Fluke 80K-15 Hoogspanningsmeetprobe tot 15.000 V | 498 | FL.L-020 | 0095969063517
30404396 | 4387869 | FLUKE-714B/EN | Fluke-714B/EN TC Temperatuur kalibrator | 1838 | FL.L-040 | 0095969686419
30408761 | 1887954 | MDP-5 | Pomona MDP-5 Double BANANA PLUG (GREEN) | 4 | FL.L-090 | 0095969146050
30414678 | 4372676 | TL-USB | Beha-Amprobe TL-USB Interface-kabel voor AMPROBE ProInstal 100/200 | 59 | FL.L-030 | 0095969692809
30414775 | 2323517 | 10051120 | Fluke Networks 10051120 D914 Impact Tool with Eversharp 110 7 Eversharp 66 Blade | 107 | FN.N510 | 0754082037309
30414872 | 3821070 | FLUKE-54-2 B 60HZ | Fluke-54-2 B 60HZ Digitale thermometer 2 kanalen 60Hz, voor J,K,T,E,N,R,S thermokoppels | 935 | FL.L-020 | 0095969565110
30415551 | 4461648 | FI-1000 | Fluke Networks FI-1000 FiberInspector USB Video Probe for OFP | 1943 | FN.N210 | 0754082113010
30415648 | 4345952 | VERSIV-BATTERY | Fluke Networks VERSIV-BATTERY Versiv Battery | 637 | FN.N140 | 0754082105862
30416036 | 4335389 | FLK-TI-TRIPOD3 | Fluke FLK-TI-TRIPOD3 Statiefmontagehulpstuk voor Fluke Ti200, Ti300, Ti400 en Ti450 | 143 | FL.L-060 | 0095969668668
30419237 | 4004617 | 4004617 | Fluke Lantaarnpunten 4mm t.b.v. TL76-TL175(E)-TP175(E) (2 stuks) | 10.5 | FL.P-100
30419528 | 2396957 | FVF-BASIC | Fluke FVF-BASIC FlukeView Forms Basic software + IR USB-kabel (189,287/9,789,1550B) | 267 | FL.L-020 | 0095969283236
30420304 | 4459442 | FLK-A3002FC | Fluke FLK-A3002FC Draadloze TRMS AC/DC-stroommodule, 600A AC & 1000A DC | 202 | FL.L-020 | 0095969723572
30420401 | 4387857 | FLUKE-712B/EN | Fluke-712B/EN RTD Temperatuur kalibrator | 1838 | FL.L-040 | 0095969686402
30421080 | 4401588 | FLK-A3000FC | Fluke FLK-A3000FC Draadloze TRMS AC-stroomtangmodule, 0,5 - 400A | 299 | FL.L-020 | 0095969692045
30421468 | 4401595 | FLK-3000FC | Fluke FLK-3000FC Draadloze Digitale TRMS multimeter met de TL175 en de AC175 | 467 | FL.L-020 | 0095969692052
30421662 | 4531725 | I430-FLEXI-TF-II | Fluke I430-FLEXI-TF-II Flexibele stroomtang 6.000A - 61cm tbv Fluke 430 series Ø 7mm | 669 | FL.A-030 | 0095969757898
30421759 | 4531733 | I430-FLEXI-TFII-4P | Fluke I430-FLEXI-TFII-4P Flexibele stroomtang 6.000A, 61cm, set á 4 stuks voor Fluke 430 series | 2034 | FL.A-030 | 0095969757904
30421856 | 4459439 | FLK-A3001FC | Fluke FLK-A3001FC Draadloze TRMS iFlex AC-stroommodule, 2.500A | 351 | FL.L-020 | 0095969723565
30421953 | 4401563 | FLK-T3000FC | Fluke FLK-T3000FC Fluke Connect draadloze temperatuur module type K met 80PK-1 | 299 | FL.L-020 | 0095969692021
30422923 | 1567481 | MA190 | Fluke MA190 Medische accessoire-kit tbv Fluke 190-series | 745 | FL.L-100 | 0095969087407
30423117 | 4352616 | FLUKE-750PD27 | Fluke-750PD27 Drukmodule samengestelde druk, 20 bar | 2425 | FL.L-040 | 0095969673631
30423214 | 4352467 | FLUKE-750PA6 | Fluke-750PA6 Drukmodule absolute druk, 7 bar | 2425 | FL.L-040 | 0095969673488
30423311 | 4352602 | FLUKE-750PD7 | Fluke-750PD7 Drukmodule samengestelde druk, 14 bar | 2425 | FL.L-040 | 0095969673624
30423699 | 2635952 | NFA-FC | Fluke Networks NFA-FC Set of FC Test Adapters (2) | 357 | FN.N240 | 0754082043584
30423796 | 4352324 | FLUKE-750P24 | Fluke-750P24 Drukmodule verschildruk, 1 bar | 2108 | FL.L-040 | 0095969673341
30423893 | 3829398 | FLUKE-700TLK | Fluke-700TLK Snoerenset voor procesmeting | 230 | FL.L-040 | 0095969565608
30428355 | 4116408 | SMC-9-SCLC | Singlemode Launch Cable, 9µm, SC/LC | 342 | FN.N240 | 0754082094357
30428646 | 4586068 | MT-8200-60-KIT | Fluke Networks MT-8200-60-KIT IntelliTone Pro 200 LAN Toner and Probe Kit | 326 | FN.N410 | 0754082127444
30428743 | 4586079 | MT-8200-61-TNR | Fluke Networks MT-8200-61-TNR IntelliTone Pro 200 LAN Toner | 215 | FN.N410 | 0754082127451
30429034 | 4353401 | FLUKE-721-1615 | Fluke-721-1615 Precisiedrukkalibrator met sensoren, -0,97 tot 1,1 en 0,00 tot 103,4 b | 3340 | FL.A-050 | 0095969673983
30429616 | 4352385 | FLUKE-750P09 | Fluke-750P09 Drukmodule overdruk, 100 bar | 2108 | FL.L-040 | 0095969673402
30429810 | 2326343 | 11231255 | Fluke Networks 11231255 Coax Stripper, 2 & 3 level | 38 | FN.N510 | 0754082038122
30430004 | 2323866 | 10061120 | Fluke Networks 10061120 D914 Impact Tool with Eversharp 110 Blade & Eversharp 66 Blade | 118 | FN.N510 | 0754082037651
30430392 | 4460436 | FLUKE-IR3000FC | Fluke-IR3000FC Fluke connect IR-connector voor Fluke 189, 289 en 789 | 237 | FL.L-020 | 0095969723855
30430489 | 4489970 | FLUKE-BT510 | Fluke-BT510 Basis batterij analyzer | 4719 | FL.L-010 | 0095969727242
30430586 | 4489981 | FLUKE-BT520 | Fluke-BT520 Batterij analyzer | 5999 | FL.L-010 | 0095969727259
30430683 | 4489996 | FLUKE-BT521 | Fluke-BT521 Geavanceerde batterij analyzer | 6572 | FL.L-010 | 0095969727266
30430780 | 4401556 | FLK-V3000FC | Fluke FLK-V3000 FC Draadloze AC-spanningsmodule | 317 | FL.L-020 | 0095969692014
30430877 | 4465641 | FLK-V3000FC KIT | Fluke FLK-V3000 FC KIT Fluke Connect draadloze v3000 AC-spanningskit | 668 | FL.L-020 | 0095969724210
30431168 | 4459421 | FLK-V3001FC | Fluke FLK-V3001FC Draadloze DC-spanningsmodule | 317 | FL.L-020 | 0095969723558
30431459 | 4465618 | FLK-A3000FC KIT | FLK-A3000FC KIT | 668 | FL.L-020 | 0095969724203
30431556 | 4465665 | FLK-A3001FC KIT | Fluke FLK-A3001FC KIT Draadloze stroomkit | 720 | FL.L-020 | 0095969724234
30431750 | 4352574 | FLUKE-750PD5 | Fluke-750PD5 Drukmodule samengestelde druk, 2 bar | 2425 | FL.L-040 | 0095969673594
30431847 | 4352459 | FLUKE-750PA5 | Fluke-750PA5 Drukmodule absolute druk, 2 bar | 2425 | FL.L-040 | 0095969673471
30432235 | 2323907 | 10061810 | Fluke Networks 10061810 D914S Impact Tool With Eversharp 66/110 Cut Blade | 91 | FN.N510 | 0754082037699
30433011 | 3729961 | ACDC-52NAV | Beha-Amprobe ACDC-52NAV TRMS AC/DC Stroomtang 600A | 390 | FL.L-030 | 0095969556651
30433205 | 4528249 | FLUKE-830/MAGNET | Fluke-830/MAGNET compacte magneetsensor en montagebeugelset voor de Fluke-830 | 1352 | FL.A-040 | 0095969757041
30433302 | 4551330 | FLUKE-830/SHIMS | Fluke-830/SHIMS Vulplaatjesset voor precisie-uitlijning | 1346 | FL.A-040 | 0095969767965
30433690 | 4542264 | BTL10 | Fluke BTL10 Meetsnoeren voor basisbatterijanalyzer | 572 | FL.L-010 | 0095969765510
30433787 | 4542273 | BTL20 | Fluke BTL20 Interactieve meetprobe voor batterijanalyzer | 882 | FL.L-010 | 0095969765527
30433884 | 4542286 | BTL21 | Fluke BTL21 Meetprobe voor batterijanalyzer met temperatuursensor | 1099 | FL.L-010 | 0095969765534
30433981 | 4542258 | BTL-A | Fluke BTL-A Spannings-/stroomsterkte-probeadapter | 70 | FL.L-010 | 0095969765503
30434078 | 4542299 | BC500 | Fluke BC500 Wisselstroomoplader | 214 | FL.L-010 | 0095969765541
30434175 | 4561297 | BT500-PROBE-TIP | Fluke BT500-PROBE-TIP 10x Replacement Probe Tips, 2x Long and 2x short Probe Tip Covers | 214 | FL.L-010 | 0095969771207
30434272 | 4542300 | BP500 | Fluke BP500 Lithium-ion battery, 7.4V 3000mAh | 178 | FL.L-010 | 0095969765558
30435727 | 3460346 | FLK-050-CLKT | Fluke FLK-050-CLKT C-Range IR Venster 2inch (50mm) handontgrendeling | 262 | FL.L-060 | 0095969495813
30435824 | 3460387 | FLK-075-CLKT | Fluke FLK-075-CLKT C-Range IR Venster 3inch (75mm) handontgrendeling | 358 | FL.L-060 | 0095969495851
30435921 | 4467467 | GLD3-DSX-5000 | Fluke Networks GLD3-DSX-5000 3 year Gold Support Services for DSX-5000 | 3852 | FN.N750 | 0754082114031
30436212 | 4083525 | LEADWRAP | Fluke LEADWRAP Set van 3 klittenbandsluitingen voor het veilig bundelen van meetsnoer | 13 | FL.L-020 | 0095969608312
30436309 | 4417728 | DSX-PC5ES | Fluke Networks DSX-PC5ES Set of DSX CAT 5E Adapters with Shielded CAT 5E Patch Cord Jacks | 2604 | FN.N140 | 0754082111658
30436406 | 4417737 | DSX-PC6S | Fluke Networks DSX-PC6S Set of DSX CAT 6 Adapters with Shielded CAT 6 Patch Cord Jacks | 2604 | FN.N140 | 0754082111665
30436503 | 4417743 | DSX-PC6AS | Fluke Networks DSX-PC6AS Set of DSX CAT 6A Adapters with Shielded CAT 6A Patch Cord Jacks | 2604 | FN.N140 | 0754082111672
30436600 | 4550041 | FLUKE-820-2 | Fluke-820-2 LED Stroboscope, protective case, external trigger connector | 1495 | FL.L-010 | 0095969767705
30437182 | 4114833 | TFS-USB-CBL | Fluke Networks TFS-USB-CBL USB Interface Cable Standard A to Micro B | 38 | FN.N140 | 0754082094128
30437570 | 4312495 | 2100-ALPHA | Beha-Amprobe 2100-ALPHA Tweepolige spanningstester met LED indicatie | 92 | FL.L-030 | 0095969664608
30437861 | 4352281 | FLUKE-750P01 | Fluke-750P01 Drukmodule verschildruk, 25mbar | 2108 | FL.L-040 | 0095969673303
30437958 | 4352308 | FLUKE-750P23 | Fluke-750P23 Drukmodule verschildruk, 350mbar | 2108 | FL.L-040 | 0095969673327
30438734 | 4025801 | VPS510-G | Fluke VPS510-G Probeset 500 MHz 10:1 grijs - 1,2 meter - 300V CAT III | 342 | FL.L-100 | 0095969601887
30438831 | 2326453 | 11293400 | Fluke Networks 11293400 Pouch only for ProTool Kit IS60 | 56 | FN.N510 | 0754082038238
30439219 | 4604605 | FLK-789/IR3000FC | Fluke FLK-789/IR3000FC Combinatiekit van Fluke 789 en Fluke IR3000FC connector | 1676 | FL.L-040 | 0095969781817
30440674 | 4021731 | C799 | Fluke C799 Soft case for Fluke 75x series | 191 | FL.L-040 | 0095969600798
30440771 | 3093808 | JR-SYS-UNI-1 | Fluke Networks JR-SYS-UNI-1 Jackrapid Termination Tool (MPS100E, C5, M1BH & UNJ600/500/300) | 131 | FN.N510 | 0754082059325
30442808 | 4330606 | VERSIV-CASE3 | Fluke Networks VERSIV-CASE3 Versiv Workshop Case (can hold DSX2-5000QOi/DSX2-8000QOi) | 1502 | FN.N140 | 0754082105121
30442905 | 4145869 | GLD-OFP-100-QI | Fluke Networks GLD-OFP-100-QI 1 year Gold for OptiFiber Pro Quad+Inspection Cam | 2232 | FN.N750 | 0754082095576
30444263 | 657202 | I3000S | Fluke I3000S AC-stroomtang 3000A | 1291 | FL.L-020 | 0095969062022
30451441 | 4360290 | DSX-TERA-KIT | Fluke Networks DSX-TERA-KIT DSX-5000 Tera Cat 7A/Class 7A PLA Set & CHA Set | 2064 | FN.N140 | 0754082108405
30455903 | 4489229 | FLUKE-805 FC | Fluke-805 FC Basis trillingsanalyser met Fluke connect | 2925 | FL.L-010 | 0095969726863
30456485 | 4114604 | OFP-MM | Fluke Networks OFP-MM OptiFiber Pro Multimode Module | 9905 | FN.NR200 | 0754082093893
30456776 | 4116318 | MMC-50-SCLC | Multimode Launch Cable, 50 µm, SC/LC | 342 | FN.N240 | 0754082094265
30457358 | 4560581 | AMP-210-EUR | Beha-Amprobe AMP-210-EUR Stroomtang TRMS 600A AC | 190 | FL.L-030 | 0095969770903
30457455 | 4560596 | AMP-220-EUR | Beha-Amprobe AMP-220-EUR Stroomtang TRMS 600A AC/DC | 223 | FL.L-030 | 0095969770910
30457649 | 4560615 | AMP-320-EUR | Beha-Amprobe AMP-320-EUR HVAC Stroomtang TRMS 600A AC/DC | 280 | FL.L-030 | 0095969770934
30457746 | 4560626 | AMP-330-EUR | Beha-Amprobe AMP-330-EUR HVAC Stroomtang TRMS 1000A AC/DC | 335 | FL.L-030 | 0095969770941
30458619 | 4531791 | FS17X5-TF-II | Fluke FS17X5-TF-II Set flexibele stroomtangen 3000A voor Fluke 1744/45 | 2603 | FL.A-070 | 0095969757966
30458716 | 4531769 | 3210-PR-TF-II | Fluke 3210-PR-TF-II Flexibele stroomtang, 1000 A, 60cm tbv Fluke 1750 | 1011 | FL.A-020 | 0095969757935
30458813 | 4531778 | 3310-PR-TF-II | Fluke 3310-PR-TF-II Flexibele stroomtang, 5000 A, 61cm tbv Fluke 1750 | 1350 | FL.A-020 | 0095969757942
30459007 | 4531804 | FS17XX IP65-TF-II | Fluke FS17XX IP65-TF-II Set flexibele stroomstangen 3000A tbv Fluke 1744/45 | 3051 | FL.A-020 | 0095969757973
30459104 | 4531819 | FS17XX-1PH-TF-II | Fluke FS17XX-1PH-TF-II Flexibele stroomtang 3000A tbv Fluke 1744/45 | 658 | FL.A-020 | 0095969757980
30459201 | 4531828 | FS3KA/6KA-TF-4-II | Fluke FS3KA/6KA-TF-4-II Set flexibele 36 inch stroomtangen 3000A/6000A tbv Fluke 1744/45 | 2533 | FL.A-070 | 0095969757997
30459298 | 4531837 | TPS FLEX 18-TF-II | Fluke TPS FLEX 18-TF-II Flexibele stroomtang, 100/500A, 45cm tbv Fluke 1760 | 742 | FL.A-020 | 0095969758000
30459395 | 4531843 | TPS FLEX 24-TF-II | Fluke TPS FLEX 24-TF-II Flexibele stroomtang, 200/1000A, 61cm tbv Fluke 1760 | 742 | FL.A-020 | 0095969758017
30459492 | 4531855 | TPS FLEX 36-TF-II | Fluke TPS FLEX 36-TF-II Flexibele stroomtang, 3000/6000A, 91cm tbv Fluke 1760 | 1455 | FL.A-020 | 0095969758024
30460171 | 4354922 | FLK-TI-SBC3B | Fluke FLK-TI-SBC3B Oplaadstation voor Ti-SBP3 oplaadbare lithium-ion batterijen | 304 | FL.L-060 | 0095969674386
30460947 | 4119244 | PA-LC | Fluke Networks PA-LC OTDR Source Port Interchangeable LC Adapter | 427 | FN.N240 | 0754082094401
30461820 | 4111533 | H15 | Fluke H15 Holster voor elektrische testers T1xx series | 49 | FL.L-020 | 0095969614825
30462014 | 4329814 | DSX-CHA004S | Fluke Networks DSX-CHA004S DSX Cat 6A/Class EA Channel Adapter Set | 752 | FN.N140 | 0754082104612
30464051 | 4461675 | FI-1000-KIT | Fluke Networks FI-1000-KIT Fiber Inspection USB Video Probe and Tip Set | 2368 | FN.N210 | 0754082113027
30464148 | 3996517 | FLK-TI-TRIPOD2 | Fluke FLK-TI-TRIPOD2 Statiefmontagehulpstuk voor Fluke Ti100, Ti110, Ti125, TiR110, TiR125 | 143 | FL.L-060 | 0095969623599
30466767 | 4139294 | SMC-9-SCLCAPC | Singlemode Launch Cable, 9µm, SC/LCAPC | 342 | FN.N240 | 0754082095149
30467058 | 4329823 | DSX-CHA011S | Fluke Networks DSX-CHA011S DSX Tera Cat 7A/Class FA Channel Adapter Set | 752 | FN.N140 | 0754082104629
30467155 | 4502786 | DSX-CHA021S | Fluke Networks DSX-CHA021S DSX Industrial Ethernet M12 D-coded (4-Position) CHA set | 1100 | FN.IA640 | 0754082118923
30471423 | 4352336 | FLUKE-750P05 | Fluke-750P05 Drukmodule overdruk, 2 bar | 2108 | FL.L-040 | 0095969673358
30471520 | 4352415 | FLUKE-750P30 | Fluke-750P30 Drukmodule hogedruk, 340 bar | 3340 | FL.L-040 | 0095969673433
30471617 | 4352360 | FLUKE-750P07 | Fluke-750P07 Drukmodule overdruk, 35 bar | 2108 | FL.L-040 | 0095969673389
30471714 | 4352521 | FLUKE-750PV4 | Fluke-750PV4 Drukmodule vacuümdruk, -1 bar | 2425 | FL.L-040 | 0095969673549
30472102 | 3345766 | I5A/50A CLAMP PQ1 | Fluke I5A/50A CLAMP PQ1 Mini stroomtang 5/50A tbv Fluke 1735 & 1744/45 | 611 | FL.L-070 | 0095969471749
30472199 | 2799672 | NFC-CARDS-5PK | Fluke Networks NFC-CARDS-5PK Fiber Optic cleaning cards (5 pack), each card cleans 12 faces. | 38 | FN.N240 | 0754082055310
30473848 | 4582928 | FLK-C3003 | Fluke FLK-C3003 3 compartimenten draagtas | 65 | FL.L-020 | 0095969777841
30475206 | 4312508 | 2100-BETA | Beha-Amprobe 2100-BETA Tweepolige spanningstester met LED en LCD display | 133 | FL.L-030 | 0095969664615
30475594 | 4352471 | FLUKE-750PA27 | Fluke-750PA27 Drukmodule absolute druk, 20 bar | 2425 | FL.L-040 | 0095969673495
30476370 | 4534519 | FLUKE-1736/EUS | Fluke-1736/EUS Power Quality Logger compleet met 4 stroomtangen 1.500A | 6164 | FL.A-070 | 0095969758499
30476564 | 4322698 | MRC-625-STST | Fluke Networks MRC-625-STST Multimode Test Reference Cord (TRC), 2m, 62.5 µm, ST/ST | 69 | FN.N240 | 0754082104094
30476661 | 4322667 | MRC-625-SCSC | Fluke Networks MRC-625-SCSC Multimode Test Reference Cord (TRC), 2m, 62.5 µm, SC/SC | 69 | FN.N240 | 0754082104063
30477049 | 4334851 | CFP-Q-ADD | Fluke Networks CFP-Q-ADD CertiFiber Pro Quad Add-on (Multi/Singlemode) OLTS Module+cables | 13114 | FN.N220 | 0754082105275
30477146 | 4334849 | OFP-Q-ADD | Fluke Networks OFP-Q-ADD OptiFiber Pro Quad Module (Multi- and Singlemode) | 11785 | FN.NR200 | 0754082105268
30477243 | 4629295 | FLK-A3003FC | Fluke FLK-A3003FC Draadloze 2000A DC-stroomtangmeter | 854 | FL.L-020 | 0095969785273
30477340 | 4563577 | FLUKE-1738/EUS | Fluke-1738/EUS Draagbare Power Quality Logger compleet met 4 stroomslangen 1.500A | 7123 | FL.A-070 | 0095969772532
30477534 | 4556247 | DSX-COAX | Fluke Networks DSX-COAX Set of 2 DSX-CHA003 Coax Adapters with accessories | 1194 | FN.N140 | 0754082120292
30478116 | 2323853 | 10061110 | Fluke Networks 10061110 D914S Impact Tool With Eversharp 110 Blade | 107 | FN.N510 | 0754082037644
30478504 | 4709243 | 2100-GAMMA | Beha-Amprobe 2100-GAMMA 2-polige spanningstester LED/LCD | 157 | FL.L-030 | 0095969802697
30478892 | 3468528 | MS2-FTK | Fluke Networks MS2-FTK Copper and Fiber Basic Technician’s Kit: MS2-100 + FTK-KIT | 4422 | FN.N410 | 0754082068884
30479280 | 4636786 | FLUKE-805/ES | Fluke-805/ES Externe trillingssensor voor de Fluke 805(FC) trillingsmeter | 1661 | FL.L-010 | 0095969786584
30481123 | 4821057 | BC190/830 | Fluke BC190/830 Netspanningadapter voor Fluke 190 series | 303 | FL.L-100 | 0095969829229
30482869 | 4628917 | CXT1000 | Fluke CXT1000 Extreem harde koffer - Afmetingen (H x B x D) 34,3 x 46,5 x 17,8 cm | 295 | FL.L-020 | 0095969785266
30482966 | 5065965 | FLUKE-376 FC | Fluke-376 FC Stroomtang 1000A/V AC/DC, TRMS, incl. iFlex 2500A AC | 775 | FL.L-050 | 0095969798396
30483063 | 5065976 | FLUKE-375 FC | Fluke-375 FC Stroomtang 600A AC/DC, TRMS, 1.000V AC/DC-spanningsmeting | 722 | FL.L-050 | 0095969798464
30483257 | 4696001 | FLUKE-374 FC | Fluke-374 FC Stroomtang 600A AC/DC, TRMS, 1.000V AC/DC-spanningsmeting | 615 | FL.L-050 | 0095969798532
30484033 | 4322705 | MRC-50EFC-SCSCKIT | Fluke Networks MRC-50EFC-SCSCKIT MM Encircled Flux Test Reference Cord kit for testing 50µm SC/SC | 596 | FN.N240 | 0754082104100
30484130 | 4322731 | MRC-50EFC-SCSTKIT | Fluke Networks MRC-50EFC-SCSTKIT MM Encircled Flux Test Reference Cord kit for testing 50µm SC/ST | 596 | FN.N240 | 0754082104131
30484227 | 4322722 | MRC-625EFC-SCSCKIT | Fluke Networks MRC-625EFC-SCSCKIT MM Encircled Flux Test Reference Cord kit for testing 62.5 µm SC/SC | 596 | FN.N240 | 0754082104124
30484324 | 4322710 | MRC-625EFC-SCLCKIT | MM Encircled Flux Test Reference Cord kit for testing 62.5µm SC/LC | 449 | FN.N240 | 0754082104117
30484421 | 4322754 | MRC-625EFC-SCSTKIT | Fluke Networks MRC-625EFC-SCSTKIT MM Encircled Flux Test Reference Cord kit for testing 62.5µm SC/ST | 596 | FN.N240 | 0754082104155
30484712 | 4345983 | VERSIV-STND | Fluke Networks VERSIV-STND Versiv Demo Stand afbeelding | 107 | FN.N140 | 0754082105893
30484809 | 4542655 | VERSIV-BACKPK-STRP | Fluke Networks VERSIV-BACKPK-STRP Backpack strap for Versiv-LG-Case | 89 | FN.N140 | 0754082119388
30485003 | 4016977 | FLUKE-T150 | Fluke-T150 Spannings-/doorbeltester met LCD en ohm-meting, 6-690V AC/DC (NL) | 221 | FL.L-050 | 0095969599702
30485100 | 4566209 | PRV240 | Fluke PRV240 Fluke test unit kit (proving unit) | 250 | FL.L-020 | 0095969772983
30487040 | 4691215 | FLUKE-1587 FC | Fluke-1587 FC Isolatiemultimeter testspanningen 50, 100, 250, 500 en 1000V | 1216 | FL.L-050 | 0095969796620
30487137 | 4692716 | FLUKE-1587/MDT FC | Fluke-1587/MDT FC Isolatiemultimeter kit, inclusief meetsnoeren en meer | 1622 | FL.L-050 | 0095969797283
30487234 | 4692778 | 1587KIT/62MAX+ FC | Fluke 1587KIT/62MAX+ FC Isolatiemultimeter kit geleverd met I400 stroomtangen en Fluke 62MAX+ | 1461 | FL.L-050 | 0095969797344
30487331 | 4692725 | FLUKE-1587/I400 FC | Fluke-1587/I400 FC Isolatiemultimeter kit, inclusief meetsnoeren, koffer en I400 | 1299 | FL.L-050 | 0095969797290
30487428 | 4617784 | AC288 | Fluke AC288 Aansluitklemprobe met intrekbare probepunt | 65 | FL.L-020 | 0095969783538
30487525 | 2540636 | TPS VOLTPROBE 10V | Fluke TPS VOLTPROBE 10V Voltprobe 10V tbv Fluke 1760 (EP2073A) | 555 | FL.A-020 | 0095969325882
30487622 | 2540624 | TPS VOLTPROBE 100V | Fluke TPS VOLTPROBE 100V Voltprobe 100V tbv Fluke 1760 (EP2075A) | 555 | FL.A-020 | 0095969325875
30488204 | 4352270 | FLUKE-750P00 | Fluke-750P00 Drukmodule verschildruk, 2,5mbar | 2696 | FL.L-040 | 0095969673297
30488980 | 4116307 | MMC-50-SCST | Fluke Networks MMC-50-SCST Multimode Launch Cable, 50 µm, SC/ST | 453 | FN.N240 | 0754082094258
30489077 | 4496910 | MMC-50-STST | Fluke Networks MMC-50-STST Multimode Launch Cable, 50 µm, ST/ST | 453 | FN.N240 | 0754082118633
30489271 | 4636393 | FLUKE-700TTH10K | Fluke-700TTH10K Premium-testslangsets 10.000 psi voor transmitters | 1043 | FL.L-040 | 0095969786515
30489368 | 4629301 | FLK-A3004FC | Fluke FLK-A3004FC Draadloze 4-20mA DC-stroomtangmeter | 1004 | FL.L-020 | 0095969785280
30489465 | 4695814 | FLUKE-902 FC | Fluke-902 FC Draadloze True-RMS HVAC-stroomtang | 496 | FL.L-050 | 0095969798341
30490047 | 4352684 | FLUKE-750R30 | Fluke-750R30 Drukmodule referentiedruk, 340mbar | 3519 | FL.L-040 | 0095969673709
30490823 | 4755659 | FLUKE-123B/EU | Fluke-123B/EU Scopemeter 20 MHz, 2 kanalen, kleuren display en probes | 2500 | FL.L-100 | 0095969814720
30490920 | 4755731 | FLUKE-124B/EU | Fluke-124B/EU Scopemeter 40 MHz, 2 kanalen, kleuren display en probes | 3001 | FL.L-100 | 0095969814805
30491017 | 4755818 | FLUKE-125B/EU | Fluke-125B/EU Scopemeter 40 MHz, 2 kanalen, kleuren display, bus health, en probes | 3583 | FL.L-100 | 0095969814881
30491114 | 4755890 | FLUKE-123B/EU/S | Fluke-123B/EU/S Scopemeter 20 MHz, 2 kanalen, kleuren display en probes met SCC120B | 3166 | FL.L-100 | 0095969814966
30491211 | 4755975 | FLUKE-124B/EU/S | Fluke-124B/EU/S Scopemeter 40 MHz, 2 kanalen, kleuren display en probes met SCC120B | 3667 | FL.L-100 | 0095969815048
30491308 | 4756054 | FLUKE-125B/EU/S | Fluke-125B/EU/S Scopemeter 40 MHz, 2 kanalen, kleuren display, bus health en SCC120B | 4253 | FL.L-100 | 0095969815123
30491405 | 4744340 | STL120-IV | Fluke STL120-IV Set afgeschermde meetsnoeren, 12.5MHz, 1.2 m tbv scoopmeter serie 12xB | 267 | FL.L-100 | 0095969812757
30491696 | 4744378 | VPS41 | Fluke VPS41 10:1 Spannings- en meetprobeset, 40 MHz. 1,2 meter 120-series | 260 | FL.L-100 | 0095969812788
30491793 | 4744384 | UA120 | Fluke UA120 USB connectie adapter | 74 | FL.L-100 | 0095969812795
30491890 | 4744391 | C120B | Fluke C120B Draagtas voor 120B-serie | 227 | FL.L-100 | 0095969812801
30491987 | 4744414 | SP120B | Fluke SP120B Screen protector voor 120B-serie | 74 | FL.L-100 | 0095969812825
30492084 | 4744423 | SCC120B | Fluke SCC120B Draagtas met software en kabels voor de Fluke 120B series Scopemeters | 833 | FL.L-100 | 0095969812832
30492472 | 2326337 | 11230002 | Fluke Networks 11230002 Cable Stripper (round cable) | 44 | FN.N510 | 0754082038115
30493248 | 2323480 | 10051000 | Fluke Networks 10051000 D914 Impact Tool | 80 | FN.N510 | 0754082037279
30494121 | 4355565 | CFP-SM-ADD | Fluke Networks CFP-SM-ADD CertiFiber Pro Singlemode OLTS Add-on Kit: (2) Singlemode OLTS module | 10563 | FN.N220 | 0754082106708
30494412 | 4699302 | FLK-3000FC/1AC-II | Fluke FLK-3000FC/1AC-II Wireless Digitale TRMS multimeter combokit met o.a. tas, TL224, TPAK | 668 | FL.L-020 | 0095969799645
30494509 | 4699333 | FLK-3000FC/EDA2 | Fluke FLK-3000FC/EDA2 Wireless Digitale TRMS multimeter, wordt o.a. geleverd met TL224, TL91 | 604 | FL.L-020 | 0095969799676
30494606 | 4699340 | FLK-3000FC/TPAK | Fluke FLK-3000FC/TPAK Wireless Digitale TRMS multimeter met TPAK magnetische hangclip | 519 | FL.L-020 | 0095969799683
30494995 | 4276943 | VPS410-II-G | Fluke VPS410-II-G Probeset 500 MHz 10:1 grijs - 1,2 meter | 342 | FL.L-100 | 0095969655637
30495479 | 2325930 | 10178600 | Fluke Networks 10178600 Eversharp 110/66 Cut Blade | 50 | FN.N510 | 0754082037767
30496061 | 4637355 | I17XX-FLEX3000/3PK | Fluke I17XX-FLEX3000/3PK Stroomslang 3000A set á 3 stuks tbv Fluke 173x series | 825 | FL.A-070 | 0095969786690
30498001 | 4329786 | DSX-PLA004S | Fluke Networks DSX-PLA004S DSX Cat 6A/Class EA Permanent Link Adapter Set | 1579 | FN.N140 | 0754082104582
30498292 | 4116282 | MMC-50-SCSC | Fluke Networks MMC-50-SCSC Multimode Launch cable, 50 µm, SC/SC | 453 | FN.N240 | 0754082094241
30498389 | 4116383 | SMC-9-SCSC | Fluke Networks SMC-9-SCSC Singlemode Launch Cable, 9µm, SC/SC | 453 | FN.N240 | 0754082094333
30499844 | 4546944 | FLK-1662 SCH | Fluke FLK-1662 SCH Multifunctionele installatietester voor elke elektro installateur | 1073 | FL.L-050 | 0095969766807
30499941 | 4546980 | FLK-1663 SCH | Fluke FLK-1663 SCH Multifunctionele installatietester voor professionele storingstechnici | 1917 | FL.L-050 | 0095969766845
30500038 | 4547054 | FLK-1664FC SCH | Fluke FLK-1664FC SCH Multifunctionele FC installatietester voor geavanceerde gebruikers | 2459 | FL.L-050 | 0095969766913
30500135 | 4601081 | FLK-166X-MTC-SCH | Fluke FLK-166X-MTC-SCH Meetsnoer, Schuko, geschikt voor Fluke 1660-serie installatietesters | 92 | FL.L-050 | 0095969781305
30501881 | 4805625 | FLUKE-154 INTL | Fluke-154 INTL HART-kalibratieassistent | 6163 | FL.L-040 | 0095969825979
30504694 | 4637427 | I17XX-FLEX3000/4PK | Fluke I17XX-FLEX3000/4PK Stroomslang 3000A set á 4 stuks tbv Fluke 173x series | 1081 | FL.A-070 | 0095969786768
30505373 | 100062 | FLUKE-700PCK | Fluke-700PCK Drukmodulen kalibratiekit | 2245 | FL.L-040 | 0095969042437
30506828 | 4022655 | BC-7240 | Fluke BC-7240 Batterijlader/netadapter voor Fluke 75x series | 93 | FL.L-040 | 0095969600972
30507022 | 2326236 | 10979002 | Fluke Networks 10979002 Blade Storage Case | 19 | FN.N510 | 0754082038016
30507119 | 2326120 | 10436001 | Fluke Networks 10436001 Centerpunch Blade D814 | 29 | FN.N510 | 0754082037927
30507216 | 2325982 | 10210100 | Fluke Networks 10210100 4-Wire In-Line Modular Adapter | 38 | FN.N510 | 0754082037811
30507313 | 2326010 | 10220100 | Fluke Networks 10220100 6-Wire In-Line Modular Adapter | 47 | FN.N510 | 0754082037835
30507410 | 2326046 | 10230100 | Fluke Networks 10230100 8-Wire In-Line Modular Adapter | 45 | FN.N510 | 0754082037866
30507507 | 2326381 | 11289400 | Fluke Networks 11289400 Soft Case Electrical Contractor Telecom Kit | 36 | FN.N510 | 0754082038160
30508380 | 4709907 | FLUKE-368 FC | Fluke-368 FC Draadloze True RMS-lekstroomtang met 40mm bek-opening | 1141 | FL.L-050 | 0095969803083
30508477 | 4709934 | FLUKE-369 FC | Fluke-369 FC Draadloze True RMS-lekstroomtang met 61mm bek-opening | 1188 | FL.L-050 | 0095969803113
30509059 | 4623306 | FLUKE-700PTPK2 | Fluke-700PTPK2 Premium Pneumatische testpomp kit 0 tot 40 bar | 1734 | FL.L-040 | 0095969784351
30509156 | 4623338 | FLUKE-700M20TH | Fluke-700M20TH Premium-testslangsets 5.000 psi voor transmitters | 901 | FL.L-040 | 0095969784382
30509447 | 3781553 | TS54-BANA | Fluke Networks TS54-BANA TS54 PRO Test Set + TDR + 4 mm Banana + TDR + ABN with piercing pin | 896 | FN.N510 | 0754082081784
30510223 | 4812160 | FTK1475 | Fluke Networks FTK1475 & FI-500 FiberInspector+Simpli MM&SM PMLS+VisiFault+FindFiber+NFC-KIT | 11463 | FN.N210 | 0754082138419
30510708 | 4375961 | PRM-5-EUR | Beha-Amprobe PRM-5-EUR Faserotatietester - Spanningsbereik 100 - 700 V AC | 127 | FL.L-030 | 0095969680295
30510805 | 4633222 | PRM-6-EUR | Beha-Amprobe PRM-6-EUR Faserotatietester - Spanningsbereik 40 - 700 V AC | 166 | FL.L-030 | 0095969785679
30511678 | 4752872 | VERSIV-ADP-WIFI | Fluke Networks VERSIV-ADP-WIFI Wi-Fi adapter for Versiv mainframe | 59 | FN.N140 | 0754082135968
30511969 | 4841945 | FLK-TIX580 9HZ | Fluke FLK-TIX580 9HZ Infrarood camera 9HZ, 640x480 pixels, -20°C tot +800°C, SR | 19340 | FL.T-010 | 0095969835169
30512454 | 4353327 | FLUKE-721-1605 | Fluke-721-1605 Precisiedrukkalibrator met sensoren, -0,97 tot 1,1 en -0,83 tot 34,5 b | 3340 | FL.A-050 | 0095969673907
30512745 | 4320193 | MRC-50-EFC-SCLC | MM Encircled Flux Test Reference Cord, 2m,50µm,SC/LC | 173 | FN.N240 | 0754082103844
30512842 | 4320219 | MRC-50-EFC-SCST | Fluke Networks MRC-50-EFC-SCST MM Encircled Flux Test Reference Cord,2m,50µm,SC/ST | 228 | FN.N240 | 0754082103868
30512939 | 4320228 | MRC-625-EFC-SCSC | Fluke Networks MRC-625-EFC-SCSC MM Encircled Flux Test Reference Cord,2m,62.5µm,SC/SC | 228 | FN.N240 | 0754082103875
30513036 | 4320237 | MRC-625-EFC-SCLC | MM Encircled Flux Test Reference Cord,2m,62.5µm,SC/LC | 173 | FN.N240 | 0754082103882
30513133 | 4320255 | MRC-625-EFC-SCST | Fluke Networks MRC-625-EFC-SCST MM Encircled Flux Test Reference Cord,2m,62.5µm,SC/ST | 228 | FN.N240 | 0754082103905
30513230 | 4589220 | MP1-MAGNET PROBE 1 | Fluke MP1-MAGNET PROBE 1 Magneetsondepunten voor spanningstestkabels met 4 mm banaanaansluiting | 151 | FL.L-070 | 0095969779043
30513424 | 4320187 | MRC-50-EFC-SCSC | Fluke Networks MRC-50-EFC-SCSC MM Encircled Flux Test Reference Cord,2m,50µm,SC/SC | 228 | FN.N240 | 0754082103837
30513715 | 4322626 | MRC-50-SCSC | Fluke Networks MRC-50-SCSC Multimode Test Reference Cord (TRC), 2m, 50 µm, SC/SC | 69 | FN.N240 | 0754082104025
30513812 | 4322632 | MRC-50-LCLC | Multimode Test Reference Cord (TRC), 2m, 50 µm, LC/LC | 53 | FN.N240 | 0754082104032
30513909 | 4322659 | MRC-50-STST | Fluke Networks MRC-50-STST Multimode Test Reference Cord (TRC), 2m, 50 µm, ST/ST | 69 | FN.N240 | 0754082104056
30514297 | 4467360 | GLD-DSX-5000QI | Fluke Networks GLD-DSX-5000QI 1 year Gold Support Services for DSX-5000Qi | 3204 | FN.N750 | 0754082113935
30514394 | 4467444 | GLD3-DSX-5000QI | Fluke Networks GLD3-DSX-5000QI 3 year Gold Support Services for DSX-5000Qi | 8640 | FN.N750 | 0754082114017
30514782 | 2145942 | FTC00001237D | Beha-Amprobe FTC00001237D Kniptang | 92 | FL.L-030 | 0095969258937
30516043 | 4802737 | FQM-M | Fluke Networks FQM-M Fiber QuickMap Enterprise Fiber Troubleshooter with carrying pouch | 2449 | FN.N210 | 0754082138211
30516237 | 4774949 | FQM-100-M | Fluke Networks FQM-100-M Fiber QuickMap Main Unit + Launch Fiber + Carrying Pouch | 2667 | FN.N210 | 0754082137566
30516431 | 4637362 | I17XX-FLEX6000 | Fluke I17XX-FLEX6000 Flexibele stroomtang 6.000A voor FLUKE-173x | 303 | FL.A-070 | 0095969786706
30516625 | 4637370 | I17XX-FLEX6000/3PK | Fluke I17XX-FLEX6000/3PK Flexibele stroomtang 6.000A voor FLUKE-173x set á 3 stuks | 876 | FL.A-070 | 0095969786713
30516722 | 4637430 | I17XX-FLEX6000/4PK | Fluke I17XX-FLEX6000/4PK Stroomslang 6000A set á 4 stuks tbv Fluke 173x series | 1148 | FL.A-070 | 0095969786775
30516819 | 4607058 | FLK-LENS/4XTELE2 | Fluke FLK-LENS/4XTELE2 Infrarood-telelens 4x | 9135 | FL.L-060 | 0095969782241
30517110 | 4777297 | MICRO-DIT | Fluke Networks MICRO-DIT MicroScanner Kit soft carry duffle | 82 | FN.N410 | 0754082137771
30519923 | 4543958 | GLD-FI-7000 | Fluke Networks GLD-FI-7000 1 year Gold Support Services for FI-7000 FiberInspector Pro | 792 | FN.N750 | 0754082119418
30520408 | 4829532 | FLUKE-1630-2 FC | Fluke-1630-2 FC Aardingstester voor vereenv. doormeten van aardlussen, Fluke Connect | 2379 | FL.L-050 | 0095969831185
30520505 | 4777186 | FLUKE-787B | Fluke-787B ProcessMeter | 1669 | FL.L-040 | 0095969819930
30520602 | 4706548 | FLUKE-1732/EUS | Fluke-1732/EUS Draagbare Energie Logger inclusief 3 stroomtangen 1.500A | 3886 | FL.A-070 | 0095969801942
30520699 | 4706566 | FLUKE-1732/B | Fluke-1732/B Draagbare Energie Logger zonder stroomtangen | 3485 | FL.A-070 | 0095969801966
30520796 | 4706594 | FLUKE-1734/EUS | Fluke-1734/EUS Draagbare Energie Logger compleet met 3 stroomtangen 1.500A advanced | 4355 | FL.A-070 | 0095969801980
30520893 | 4706582 | FLUKE-1734/B | Fluke-1734/B Draagbare Energie Logger zonder stroomtangen met Fluke connect | 3961 | FL.A-070 | 0095969801973
30521378 | 4765414 | GLD-DSX-8000 | Fluke Networks GLD-DSX-8000 1 year Gold Services for DSX-8000 or DSX-8000-NW | 1764 | FN.N750 | 0754082136675
30521766 | 4623345 | FLUKE-700MTH | Fluke-700MTH Premium-testslangsets voor transmitters | 901 | FL.L-040 | 0095969784399
30522251 | 3829410 | 754HCC | Fluke 754HCC HART communicatie kabel tbv Fluke 754 | 145 | FL.L-040 | 0095969565615
30522736 | 4496922 | MMC-62.5-STST | Fluke Networks MMC-62.5-STST Multimode Launch Cable, 62.5 µm, ST/ST | 453 | FN.N240 | 0754082118640
30523124 | 4765423 | GLD3-DSX-8000 | Fluke Networks GLD3-DSX-8000 3 years Gold Services for DSX-8000 or DSX-8000-NW | 4788 | FN.N750 | 0754082136682
30524385 | 4353514 | FLUKE-721EX-3650 | Fluke-721EX-3650 Drukkalibrator met twee sensoren, 36, 5000 PSIG | 4314 | FL.A-050 | 0095969674096
30526616 | 4603258 | FLK-TI-BLUETOOTH | Fluke FLK-TI-BLUETOOTH Fluke Bluetooth headset t.b.v. Ti,TiS en TiX serie | 114 | FL.L-060 | 0095969782272
30527489 | 2329113 | 44210013 | Fluke Networks 44210013 DBL Stripper with CTR 22/24 RH | 77 | FN.N510 | 0754082039457
30528362 | 4637409 | I40S-EL3X/3PK | Fluke I40S-EL3X/3PK Mini stroomtang 40A set van 3 stuks tbv Fluke 173x en 174x series | 960 | FL.A-070 | 0095969786744
30528653 | 4856105 | FLUKE-64 MAX | Fluke-64 MAX Infrarood thermometer -30º - 600ºC met log functie | 221 | FL.L-020 | 0095969840095
30528750 | 4856894 | FLK-729 150G FC | Fluke FLK-729 150G FC Automatische drukkalibrator, -827mbar - 10.3 bar | 13665 | FL.A-050 | 0095969840323
30528847 | 4856882 | FLK-729 300G FC | Fluke FLK-729 300G FC Automatische drukkalibrator, -827mbar - 20.7 bar | 13665 | FL.A-050 | 0095969840316
30528944 | 4856907 | FLK-729 30G FC | Fluke FLK-729 30G FC Automatische drukkalibrator, -827mbar - 2 bar | 13665 | FL.A-050 | 0095969840330
30529526 | 4364069 | SRC-9-SCSC | Fluke Networks SRC-9-SCSC Singlemode Test Reference Cord (TRC), 2m, SC/SC | 69 | FN.N240 | 0754082108856
30529623 | 4364126 | SRC-9-LCLC | Singlemode Test Reference Cord (TRC), 2m, LC/LC | 53 | FN.N240 | 0754082108894
30529914 | 4335564 | SRC-9-SCLC-KIT | Singlemode Test Reference Cord (TRC) Kit, 2m, (2) SC/LC, (2) LC/LC | 195 | FN.N240 | 0754082105794
30530011 | 4334464 | SRC-9-SCSC-KIT | Fluke Networks SRC-9-SCSC-KIT Singlemode Test Reference Cord (TRC) Kit, 2m, (4) SC/SC | 260 | FN.N240 | 0754082105787
30530884 | 4352313 | FLUKE-750P04 | Fluke-750P04 Drukmodule Differential, 1.000 mbar, resolutie 0,1 mbar, refer 0,0175% | 2108 | FL.L-040 | 0095969673334
30531660 | 4637328 | I17XX-FLEX1500 | Fluke I17XX-FLEX1500 12 inch iFlex 1500A stroomtang tbv Fluke 173x series | 267 | FL.A-070 | 0095969786669
30532242 | 4276955 | VPS410-II-V | Fluke VPS410-II-V Probeset 500 MHz 10:1 groen - 1,2 meter | 342 | FL.L-100 | 0095969655644
30532533 | 4276937 | VPS410-II-B | Fluke VPS410-II-B Probeset 500 MHz 10:1 blauw - 1,2 meter | 342 | FL.L-100 | 0095969655620
30534279 | 4637381 | C17XX | Fluke C17XX Draagtas voor Fluke 1736 en 1738 | 188 | FL.A-070 | 0095969786720
30534570 | 4025796 | VPS510-B | Fluke VPS510-B Probeset 500 MHz 10:1 - 1,2 meter - blauw - 300V CAT III | 342 | FL.L-100 | 0095969601870
30534667 | 4025781 | VPS510-R | Fluke VPS510-R Probeset 500 MHz 10:1 rood - 1,2 meter - 300V CAT III | 342 | FL.L-100 | 0095969601863
30534764 | 4025812 | VPS510-V | Fluke VPS510-V Probeset 500 MHz 10:1 groen - 1,2 meter - 300V CAT III | 342 | FL.L-100 | 0095969601894
30534861 | 4918373 | FLUKE-805 FC/805 ES | Fluke-805 FC/805 ES Basis trillingsanalyser met Fluke connect met externe trillingssensor | 3986 | FL.L-010 | 0095969856379
30535540 | 4699325 | FLK-289/FVF/IR3000 | Fluke FLK-289/FVF/IR3000 TRMS met meetsnoeren, software en FC-connector | 1422 | FL.L-020 | 0095969799669
30536316 | 3807937 | FLK2AC/90-1000V5PK | Fluke FLK2AC/90-1000V5PK Volt Alert 90-1000V, 5-pack, Flat-tip | 168 | FL.L-050 | 0095969564441
30536510 | 4589748 | IEEE519/REPORT | Fluke IEEE519/REPORT Software licentie voor IEEE519 raportage | 842 | FL.A-070 | 0095969779104
30536607 | 4910322 | T6-600/EU | Fluke T6-600/EU Fieldsense Spannings- doorbel- en stroomtester met een bereik van 600V | 335 | FL.L-050 | 0095969854108
30536801 | 4910585 | H-T6 | Fluke H-T6 Holster tbv T6 serie | 59 | FL.L-020 | 0095969854313
30536898 | 4910310 | PRV240FS | Fluke PRV240FS Fluke test unit kit (proving unit) tbv T6-serie | 251 | FL.L-050 | 0095969854092
30539032 | 4352351 | FLUKE-750P27 | Fluke-750P27 Pressure Module (0 - 20 bar) | 2108 | FL.L-040 | 0095969673372
30539226 | 4920613 | FLUKE-1742/15/EUS | Fluke-1742/15/EUS Driefase Power Quality logger, incl. tas, software en 4 flexen 1500A | 5403 | FL.A-020 | 0095969856836
30539323 | 4920651 | FLUKE-1742/30/EUS | Fluke-1742/30/EUS Driefase Power Quality logger, incl. tas, software en 4 flexen 3000A | 5403 | FL.A-020 | 0095969856843
30539420 | 4920703 | FLUKE-1746/15/EUS | Fluke-1746/15/EUS Driefase Power Quality logger, incl. software, tas en 4 flexen 1500A | 7420 | FL.A-020 | 0095969856898
30539517 | 4920715 | FLUKE-1746/30/EUS | Fluke-1746/30/EUS Driefase Power Quality logger, incl. software, tas en 4 flexen 3000A | 7420 | FL.A-020 | 0095969856904
30539614 | 4920767 | FLUKE-1748/15/EUS | Fluke-1748/15/EUS Power Quality logger, Driefase, incl. tas, software en 4 flexen 1500A | 9292 | FL.A-020 | 0095969856959
30539711 | 4920771 | FLUKE-1748/30/EUS | Fluke-1748/30/EUS Power Quality logger, Driefase, incl. tas, software en 4 flexen 3000A | 9292 | FL.A-020 | 0095969856966
30539808 | 4890129 | FLK-174X_3541-HANGER | Fluke FLK-174X_3541-HANGER Ophang kit tbv Fluke 174x series | 100 | FL.A-020 | 0095969850629
30539905 | 4812151 | FTK1375 | Fluke Networks FTK1375 FI-500 FiberInspector+Simpli MM PMLS+VisiFault+FindFibers | 7565 | FN.N210 | 0754082138402
30540002 | 4812113 | FI-500 | Fluke Networks FI-500 FiberInspector Micro fiber optic inspection system | 3254 | FN.N210 | 0754082138365
30540099 | 4812124 | FI-525 | Fluke Networks FI-525 FiberInspector+wet&dry fiber end face cleaning kit. | 3564 | FN.N210 | 0754082138372
30540584 | 4735544 | GLD-CFP-100-QI | Fluke Networks GLD-CFP-100-QI 1 year Gold Support Services for CFP-100-Qi | 2796 | FN.N750 | 0754082135005
30540681 | 4858681 | GLD-DSX-8000QI | Fluke Networks GLD-DSX-8000QI 1 year Gold Services for DSX-8000Qi or DSX-8000Qi-NW | 3468 | FN.N750 | 0754082139959
30540875 | 4543964 | GLD3-FI-7000 | Fluke Networks GLD3-FI-7000 3 year Gold Support Services for FI-7000 FiberInspector Pro | 2160 | FN.N750 | 0754082119425
30541748 | 3807928 | FLK2AC/90-1000V | Fluke FLK2AC/90-1000V WISSELSPANNINGZOEKER 90-1000V | 47 | FL.L-050 | 0095969564434
30542815 | 4637396 | I40S-EL3X | Fluke I40S-EL3X Mini stroomtang 40A tbv Fluke 173x en 174x series | 343 | FL.A-070 | 0095969786737
30543009 | 1632877 | MDP-S-2 | Pomona MDP-S-2 DOUBLE BANANA PLUG WITH SHORTING BAR, RED | 9 | FL.L-090 | 0095969208406
30543300 | 4774289 | DSX-CHA804S | Fluke Networks DSX-CHA804S DSX2-8000 Cat 8 Channel Adapter Set (2 stuks) | 970 | FN.N140 | 0754082137238
30543397 | 2323616 | 10055110 | Fluke Networks 10055110 D814 Impact Tool With Eversharp 110 Blade | 78 | FN.N510 | 0754082037408
30543979 | 4352595 | FLUKE-750PD6 | Fluke-750PD6 Pressure Module (-1 - 7 bar) | 2425 | FL.L-040 | 0095969673617
30544464 | 2433056 | FLK-1AC-E1-II-5PK | Fluke FLK-1AC-E1-II-5PK Volt Alert 5-pack | 182 | FL.L-050 | 0095969290906
30544755 | 4947332 | FLK-TI480-PRO 9HZ | Fluke FLK-TI480-PRO 9HZ Infrarood camera, 640x480 pixels, -20°C tot +1000°C, SuperResolution | 14304 | FL.T-010 | 0095969862707
30545434 | 4016961 | FLUKE-T130 | Fluke-T130 spannings-/doorbeltester met LCD, schakelbare belasting | 192 | FL.L-050 | 0095969599696
30547568 | 3986002 | 810PA | Fluke 810PA AC Power Adapter met Internationale Plug Set | 137 | FL.A-040 | 0095969591522
30547956 | 4016950 | FLUKE-T110 | Fluke-T110 Spannings-/doorbeltester met schakelbare belasting | 128 | FL.L-050 | 0095969599689
30548829 | 4563229 | MFTK-SM1310-SM1550 | Fluke Networks MFTK-SM1310-SM1550 MultiFiber Pro Kit:MPO Power Meter Source+1310/1550nm Sources | 24449 | FN.NR230 | 0754082120759
30549508 | 4563561 | FLUKE-1736/B | Fluke-1736/B 3-phase Power Quality Logger basic version zonder stroomtangen | 6150 | FL.A-070 | 0095969772525
30550284 | 4330144 | DSX-ADD | Fluke Networks DSX-ADD 1GHz DSX-5000 CableAnalyzer Add-on | 12608 | FN.N120 | 0754082104711
30550672 | 4955708 | CFP2-100-M INT | Fluke Networks CFP2-100-M INT CertiFiber Pro V2 Multimode OLTS tester compleet | 13674 | FN.N220 | 0754082144762
30550769 | 4955797 | CFP2-100-Q INT | Fluke Networks CFP2-100-Q INT CertiFiber Pro V2 Quad (Multi/Singlemode) OLTS tester compleet | 16857 | FN.N220 | 0754082144854
30550866 | 4955000 | DSX2-5000 INT | Fluke Networks DSX2-5000 INT 1GHz CableAnalyzer compleet | 13884 | FN.N120 | 0754082144069
30550963 | 4954538 | DSX2-8000 INT | Fluke Networks DSX2-8000 INT 2GHz CableAnalyzer compleet | 17356 | FN.N120 | 0754082143680
30551060 | 4954795 | DSX2-8000MI INT | Fluke Networks DSX2-8000MI INT 2GHz CableAnalyzer+CertiFiber Multimode OLTS+FI-1000 | 22214 | FN.NR300 | 0754082143888
30551157 | 4955267 | OFP2-100-M INT | Fluke Networks OFP2-100-M INT OptiFiber Pro Multimode with Versiv2 Main + Multimode OTDR module | 11072 | FN.NR200 | 0754082144328
30551254 | 4955392 | OFP2-100-Q INT | Fluke Networks OFP2-100-Q INT OptiFiber Pro V2 Quad(MM/SM) OTDR tester compleet | 13762 | FN.NR200 | 0754082144458
30551545 | 1616807 | BP980 | Fluke BP980 Set dubbele banaanstekkers | 95 | FL.L-020 | 0095969107006
30551642 | 4558725 | FLUKE-750P09EX | Fluke-750P09EX Ex Pressure Module (0 - 100 Bar) | 4015 | FL.L-040 | 0095969769396
30551836 | 4955017 | DSX2-5000/GLD INT | Fluke Networks DSX2-5000/GLD INT 1GHz CableAnalyzer+1 year Gold | 14930 | FN.N120 | 0754082144076
30552030 | 2146666 | FTF000370003 | Beha-Amprobe FTF000370003 Veiligheidsset meetsnoeren rood/zwart, 4 mm | 38 | FL.L-030 | 0095969259644
30552224 | 4954860 | DSX2-8000PRO/G INT | Fluke Networks DSX2-8000PRO/G INT Super Bundle: DSX2-8000-PRO INT + 1 year Gold Services | 75904 | FN.NR300 | 0754082143956
30552321 | 4955455 | OFP2-100-QI INT | Fluke Networks OFP2-100-QI INT OptiFiber Pro V2 Quad(MM/SM) OTDR tester+FI-1000+Launch Fibers | 15020 | FN.NR200 | 0754082144519
30552612 | 4623314 | FLUKE-700HTPK2 | Fluke-700HTPK2 Premium hydraulic test pump kit | 2449 | FL.L-040 | 0095969784368
30553388 | 4364078 | SRC-9-SCLC | Singlemode Test Reference Cord (TRC), 2m, SC/LC | 53 | FN.N240 | 0754082108863
30553873 | 4954550 | DSX2-8000/GLD INT | Fluke Networks DSX2-8000/GLD INT 2GHz CableAnalyzer+1 year gold | 18656 | FN.N120 | 0754082143703
30555522 | 4352426 | FLUKE-750P31 | Fluke-750P31 Pressure Module (0 - 700 bar) | 3340 | FL.L-040 | 0095969673440
30556298 | 4955854 | CFP2-100-QI INT | Fluke Networks CFP2-100-QI INT CertiFiber Pro V2 Quad (Multi/Singlemode) OLTS tester+FI-1000 | 18738 | FN.N220 | 0754082144915
30556589 | 4352296 | FLUKE-750P22 | Fluke-750P22 Drukmodule (0 - 70 mbar) | 2108 | FL.L-040 | 0095969673310
30558723 | 4920660 | FLUKE-1742/B/EUS | Fluke-1742/B/EUS Driefase Power Quality logger, incl. tas en software zonder flexen | 4941 | FL.A-020 | 0095969856850
30558917 | 3781423 | TS54-A-09-TDR | Fluke Networks TS54-A-09-TDR TS54 PRO Test Set + TDR + ABN with piercing pin | 896 | FN.N510 | 0754082081654
30560275 | 4910524 | T6-600/62MAX+/1ACE | Fluke T6-600/62MAX+/1ACE Combinatieset met Fluke T6-600, 62MAX+ en 1AC II | 488 | FL.L-050 | 0095969854252
30560372 | 4977519 | FLUKE-1555 FC | Fluke-1555 FC Isolatieweerstandtester 10kV met Fluke connect in tas | 7232 | FL.L-050 | 0095969868891
30560469 | 4977469 | FLUKE-1555 FC KIT | Fluke-1555 FC KIT Isolatieweerstandtester 10kV met Fluke connect in koffer + extra ass | 7899 | FL.L-050 | 0095969868846
30560566 | 4977402 | FLUKE-1550C FC | Fluke-1550C FC Isolatieweerstandtester 5kV met Fluke connect in tas | 6560 | FL.L-050 | 0095969868785
30560663 | 4977457 | FLUKE-1550C FC KIT | Fluke-1550C FC KIT Isolatieweerstandtester 5kV met Fluke connect in koffer, extra access. | 7232 | FL.L-050 | 0095969868839
30560760 | 4460451 | FLUKE-IR3000FC1550 | Fluke-IR3000FC1550 Fluke connect IR-connector voor Fluke 1550 serie | 369 | FL.L-020 | 0095969723879
30561245 | 4918072 | NCV-1020-EUR | Beha-Amprobe NCV-1020-EUR VOLTfix contactloze spanningstester | 38 | FL.L-030 | 0095969856317
30561536 | 4918097 | NCV-1040-EUR | Beha-Amprobe NCV-1040-EUR MAGNO-VOLTfix contactloze spanningstester | 62 | FL.L-030 | 0095969856331
30561827 | 4944790 | MP1-3R/1B | Fluke MP1-3R/1B 3 red/1 black Magnet probe for 4 mm banana | 151 | FL.A-020 | 0095969861854
30562118 | 4956036 | FI2-7000 INT | Fluke Networks FI2-7000 INT FiberInspector Pro V2 Inspec. Cam+ 4 tips(LC/FC/SC,1.25/2.5mm) | 5315 | FN.N210 | 0754082145097
30562215 | 4948501 | FTK1200 | Fluke Networks FTK1200 SimpliFiber® Pro Full-Featured Inspection and Certification Kit | 4069 | FN.N210 | 0754082142607
30562312 | 4896547 | PWR-SPLY-30W INTL | Fluke Networks PWR-SPLY-30W INTL Universal Versiv,DSX-600,DSX-602&DTX Charger,30W,15V,2A with Adapters | 173 | FN.N140 | 0754082141662
30562409 | 4468729 | GLD-CFP-Q-ADD-R | Fluke Networks GLD-CFP-Q-ADD-R 1 year Gold Support Services for CFP-Q-ADD-R | 2292 | FN.N750 | 0754082114536
30562603 | 4962665 | FLK-DS703 FC | Fluke FLK-DS703 FC Hoge Resolutie Inspectie Videoscope met Fluke Connect™ | 3253 | FL.L-060 | 0095969865722
30562700 | 4955957 | CFP2-Q-ADD-R | Fluke Networks CFP2-Q-ADD-R CertiFiber Pro V2 Quad (Multi/Singlemode) OLTS tester Add-on+Remote | 15394 | FN.N220 | 0754082145011
30562894 | 4954605 | DSX2-8000QOI INT | Fluke Networks DSX2-8000QOI INT 2GHz CableAnalyzer+Certi-&Opti-Fiber Quad+FI-1000 | 42601 | FN.NR300 | 0754082143758
30562991 | 4858709 | GLD-DSX-8000QOI | Fluke Networks GLD-DSX-8000QOI 1 year Gold Services for DSX-8000QOi or DSX-8000QOi-NW | 5112 | FN.N750 | 0754082139973
30563573 | 4417132 | MFTK-MM850-SM1550 | Fluke Networks MFTK-MM850-SM1550 MultiFiber Pro Kit:MPO Power Meter Source+850/1550nm Sources | 21015 | FN.NR230 | 0754082111603
30564446 | 2675534 | 884X-1G | Fluke 884X-1G USB-geheugen 1 GB | 56 | FL.L-080 | 0095969354080
30564543 | 4983088 | PACK30 | Fluke PACK30 Professionele rugzak voor gereedschap | 249 | FL.L-020 | 0095969870092
30565222 | 4821069 | BC430/830 | Fluke BC430/830 Batterijlader / netadapter tbv 43x serie | 232 | FL.A-030 | 0095969829236
30565319 | 4991049 | FLUKE-710 | Fluke-710 Luskalibrator voor kleppentests met HART | 3514 | FL.L-040 | 0095969872959
30565998 | 4963850 | DSX-PLA804-RKIT | Fluke Networks DSX-PLA804-RKIT DSX-8000 Cat 8 Permanent Link Adapter: plug replacement part set of 2 | 302 | FN.N140 | 0754082146292
30566095 | 4913804 | DSX-PCTAC6AKS | Fluke Networks DSX-PCTAC6AKS Set of two Shielded Cat 6A Replacement Patch Cord Jacks | 442 | FN.N140 | 0754082141983
30566192 | 2327682 | 26200900 | Fluke Networks 26200900 PRO3000 Tone Generator | 72 | FN.N510 | 0754082039020
30568229 | 4946241 | IP65 ADAPTER SET | Fluke IP65 ADAPTER SET IP65 rated Voltage Connector | 352 | FL.A-020 | 0095969862103
30569296 | 5014802 | 3PHVL-17XX | Fluke 3PHVL-17XX CABLE ASSEMBLY, VOLTAGE TEST LEAD 3-PHASE+N | 140 | FL.A-070 | 0095969877190
30570848 | 4623323 | FLUKE-700TTH5K | Fluke-700TTH5K Premium-testslangsets voor transmitters | 901 | FL.L-040 | 0095969784375
30571139 | 5018508 | MS-POE | Fluke Networks MS-POE MicroScanner POE Cable Verifier | 1154 | FN.N410 | 0754082148524
30571236 | 5018513 | MS-POE-KIT | Fluke Networks MS-POE-KIT MS-PoE+Intellitone 200Probe+Remote ID2-7 | 1901 | FN.N410 | 0754082148531
30571333 | 5020532 | MS-POE-WM | Fluke Networks MS-POE-WM MicroScanner POE Wiremap Adapter | 201 | FN.N410 | 0754082148616
30571430 | 5006616 | REMOTEID-KIT | Fluke Networks REMOTEID-KIT Remote Identifier Kit for MicroScanner-POE | 467 | FN.N410 | 0095969878173
30571527 | 4913769 | DSX-PLA004-RKIT | Fluke Networks DSX-PLA004-RKIT Cat 6A/Class EA PL Adapter – Plug Replacement Part (set of 2) | 270 | FN.N140 | 0754082141945
30572497 | 4500718 | ADP-DUPLEXSC | Fluke Networks ADP-DUPLEXSC Duplex Adapter SC-SC | 38 | FN.N240 | 0754082118886
30575213 | 4962760 | FLK-9MM/20M PROBE | Fluke FLK-9MM/20M PROBE 9 mm scope met videoscope-probe van 20 m met haspel | 2775 | FL.L-060 | 0095969865807
30575310 | 4955088 | DSX2-5000QI INT | Fluke Networks DSX2-5000QI INT 1GHz CableAnalyzer+CertiFiber Quad OLTS+FI-1000 | 26620 | FN.NR300 | 0754082144144
30577735 | 5085052 | FLK-TI401-PRO 9HZ | Fluke FLK-TI401-PRO 9HZ Infrarood camera, 640X480 pixels, -20°C tot +650°C | 9185 | FL.T-010 | 0095969909457
30579772 | 2327609 | 26100900 | Fluke Networks 26100900 PRO3000 Probe | 115 | FN.N510 | 0754082038962
30579966 | 4717827 | FLUKE-17XX AUX | Fluke-17XX AUX Ingangsadapter | 217 | FL.A-070 | 0095969806091
30581324 | 4328690 | PM8907/830 | Fluke PM8907/830 Universele acculader/netspanningadapter 100V up to 240V | 303 | FL.L-100 | 0095969667692
30583070 | 3781636 | LEAD-ABNPRJ11 | Fluke Networks LEAD-ABNPRJ11 Test lead ABN with piercing pin clips + RJ11 for TS54, TS53, TS23 | 78 | FN.N510 | 0754082081869
30583167 | 4962088 | PRO3000F50-KIT | Fluke Networks PRO3000F50-KIT Pro3000F Filtered Probe (50 Hz) and Tone Generator Kit | 235 | FN.N510 | 0754082146032
30583846 | 2327971 | 26501160 | Fluke Networks 26501160 TS100 Pouch with Belt Clip | 57 | FN.N510 | 0754082039266
30583943 | 5099292 | FLUKE-417D | Fluke-417D Laserafstandsmeter 40m, nauwkeurigheid 2mm | 157 | FL.L-020 | 0095969912860
30584913 | 2146653 | FTF000370000 | Beha-Amprobe FTF000370000 Electriciensset meetsnoeren, 6, 10, 16 A, rood/zwart, 4 mm | 77 | FL.L-030 | 0095969259637
30585107 | 4921026 | I17XX-FLEX1.5KIP/4PK | Fluke I17XX-FLEX1.5KIP/4PK IP65 iFlexi 1.5KA 60 cm, 4 Pack | 1117 | FL.A-020 | 0095969857116
30585204 | 5127977 | FLK-TI300+ 9HZ | Fluke FLK-TI300+ 9HZ Infrarood camera, 320X240 pixels, -20°C tot +650°C | 6234 | FL.T-010 | 0095969919166
30587144 | 5014264 | VPS421-R | Fluke VPS421-R Probeset 150 MHz 100:1 rood - 1,2 meter- voor hoge bedrijfsspanning | 402 | FL.L-070 | 0095969877053
30587241 | 5014273 | VPS421-G | Fluke VPS421-G Probeset 150 MHz 100:1 grijs - 1,2 meter- voor hoge bedrijfsspanning | 402 | FL.L-100 | 0095969877060
30587338 | 5014286 | VPS421-B | Fluke VPS421-B Probeset 150 MHz 100:1 blauw - 1,2 meter- voor hoge bedrijfsspanning | 341 | FL.L-100 | 0095969877077
30587435 | 5014299 | VSP421-V | Fluke VSP421-V Probeset 150 MHz 100:1 groen - 1,2 meter- voor hoge bedrijfsspanning | 341 | FL.L-100 | 0095969877084
30587629 | 4956200 | DSX-602-PRO INT | Fluke Networks DSX-602-PRO INT 500 MHz Wi-Fi enabled CableAnalyzer + DSX-PLA004S | 10078 | FN.N110 | 0754082145264
30587920 | 4145857 | GLD-OFP-100-Q | Fluke Networks GLD-OFP-100-Q 1 year Gold Support Services for OptiFiber Pro Quad (OFP-100-Q) | 2052 | FN.N750 | 0754082095569
30588017 | 5140033 | FLUKE-87V-MAX | Fluke-87V-MAX Multimeter | 824 | FL.L-020 | 0095969926287
30588114 | 5160712 | FLUKE-87V-MAX/E2 KIT | Fluke-87V-MAX/E2 KIT Meetinstrument set | 974 | FL.L-020 | 0095969946957
30588211 | 4607064 | FLK-LENS/25MAC2 | Fluke FLK-LENS/25MAC2 Slimme 25 micron macro-infraroodlens | 6724 | FL.L-060 | 0095969782258
30588696 | 5133402 | FLK-TIS60+ 9HZ | Fluke FLK-TIS60+ 9HZ Infrarood camera voor industrie inspectie 320 x 240 pixels, -20°C tot 400°C | 4134 | FL.T-040 | 0095969920841
30589181 | 5067298 | ISLS8 | Fluke ISLS8 Geisoleerde platte schroevendraaier 6,35 mm, 15 cm, 1000 V | 36 | FL.L-110 | 0095969905176
30589278 | 5067306 | IPHS1 | Fluke IPHS1 Geïsoleerde kruiskopschroevendraaier #1, 75 mm, 1000V | 28 | FL.L-110 | 0095969905183
30589375 | 5067314 | IPHS2 | Fluke IPHS2 Geïsoleerde kruiskopschroevendraaier #2, 100 mm, 1000V | 36 | FL.L-110 | 0095969905190
30590248 | 4955547 | OFP2-100-S INT | Fluke Networks OFP2-100-S INT OptiFiber Pro V2 SM OTDR tester compleet | 11954 | FN.NR200 | 0754082144601
30591800 | 4957020 | GLD-DSX-602-PRO | Fluke Networks GLD-DSX-602-PRO 1 year Gold Services for DSX-602 PRO | 1020 | FN.N750 | 0754082145776
30592479 | 5085128 | FLK-TIX501 9HZ | Fluke FLK-TIX501 Infrarood camera 9 HZ, 640x480 pixels, -20°C tot +800°C | 17062 | FL.T-010 | 0095969909518
30592770 | 3449156 | FLUKE-289/IMSK | Fluke-289/IMSK Serviceset industriële multimeter | 1105 | FL.L-020 | 0095969493901
30598105 | 5130530 | AC283A | Fluke AC283A Tangklemmen set, vernikkeld (rood, zwart) met een opening tot 5 mm. | 70 | FL.L-020 | 0095969919869
30599075 | 4969588 | BTL20ANG | Fluke BTL20ANG Interactieve meetprobe met haakse tip voor batterijanalyzer | 1167 | FL.L-010 | 0095969867108
30599560 | 4637005 | FLUKE-T150/PRV240 | Fluke-T150/PRV240 Proving Unit Kit | 419 | FL.L-020 | 0095969786652
30599754 | 4364084 | SRC-9-SCFC | Fluke Networks SRC-9-SCFC Singlemode Test Reference Cord (TRC), 2m, SC/FC | 69 | FN.N240 | 0754082108870
30599851 | 4364103 | SRC-9-SCST | Fluke Networks SRC-9-SCST Singlemode Test Reference Cord (TRC), 2m, SC/ST | 69 | FN.N240 | 0754082108887
30599948 | 4320243 | MRC-625-EFC-SCFC | Fluke Networks MRC-625-EFC-SCFC MM Encircled Flux Test Reference Cord,2m,62.5µm,SC/FC | 228 | FN.N240 | 0754082103899
30600045 | 4320204 | MRC-50-EFC-SCFC | Fluke Networks MRC-50-EFC-SCFC MM Encircled Flux Test Reference Cord,2m,50µm,SC/FC | 228 | FN.N240 | 0754082103851
30600627 | 4141548 | FI1000-1.25APC-TIP | Fluke Networks FI1000-1.25APC-TIP 1.25mm APC Universal Video Probe Tip for Patch Cords | 287 | FN.N240 | 0754082095507
30600724 | 4140362 | FI1000-2.5APC-UTIP | Fluke Networks FI1000-2.5APC-UTIP 2.5mm APC Universal Video Probe Tip for Patch Cords | 287 | FN.N240 | 0754082095293
30600821 | 4140411 | FI1000-LCAPC-TIP | Fluke Networks FI1000-LCAPC-TIP LC APC Bulkhead Video Probe Tip | 287 | FN.N240 | 0754082095330
30600918 | 4140337 | FI1000-SCAPC-TIP | Fluke Networks FI1000-SCAPC-TIP SC APC Bulkhead Video Probe Tip | 287 | FN.N240 | 0754082095262
30601015 | 5102106 | FI2-7300 INT | Fluke Networks FI2-7300 INT FiberInspector Ultra V2,USB&WIFI MPO probe w/tip set | 8197 | FN.NR230 | 0754082149934
30601500 | 5081197 | DSX2-5-IE-K1 INT | Fluke Networks DSX2-5-IE-K1 INT 1GHz DSX2-5000 CableAnalyzer+M12X/M12D/Cat 6A/Class EA Channel Adap | 15969 | FN.IA620 | 0754082149682
30604022 | 4496891 | MMC-62.5-FCFC | Fluke Networks MMC-62.5-FCFC Multimode Launch Cable, 62.5 µm, FC/FC | 453 | FN.N240 | 0754082118619
30605283 | 4962749 | FLK-8.5MM/1.2M PROBE | Fluke FLK-8.5MM/1.2M PROBE 8,5 mm scope met videoscope-probe van 1,2 m | 558 | FL.L-060 | 0095969865784
30606156 | 4338173 | FLUKE-CV401 | Fluke-CV401 ClirVu®-infraroodvenster van 95 mm (4 inch) | 651 | FL.L-060 | 0095969670579
30606253 | 5020006 | FLUKE-17XX-TL 2M | Fluke-17XX-TL 2M BLUE, NON-STACKABLE PLUG AND 2X ALLIGATOR CLIPS | 44 | FL.A-020 | 0095969878166
30606350 | 2432967 | FLUKE-1AC-E1-II | Fluke-1AC-E1-II Spanningzoeker 200V-1000V | 47 | FL.L-050 | 0095969290814
30609551 | 4956177 | DSX-602 INT | Fluke Networks DSX-602 INT 500 MHz cableanalyzer V2. Copper-only model with WIFI | 9294 | FN.N110 | 0754082145233
30609939 | 5046009 | FLUKE-PQ-MARKER | Fluke-PQ-MARKER Kabelmarkeerset 3P+N+PE | 15 | FL.A-020 | 0095969890755
30610133 | 4370598 | FLUKE-179-2/IMSK | Fluke-179-2/IMSK IMSK serviceset industriële multimeter | 650 | FL.L-020 | 0095969679329
30612655 | 5159990 | FLK-TIS55+ 9HZ | Fluke FLK-TIS55+ 9HZ Warmtebeeldcamera, 256 x 192 pixels | 3118 | FL.T-040 | 0095969946254
30612752 | 5160037 | FLK-TIS75+ 9HZ | Fluke FLK-TIS75+ 9HZ Warmtebeeldcamera, 384 x 288 pixels, -20°C tot 550°C | 5197 | FL.T-040 | 0095969946292
30613819 | 5218288 | FLK-IRR1-SOL | Fluke FLK-IRR1-SOL Zonnestralingsmeter | 455 | FL.L-050 | 0095969983440
30614886 | 5206249 | FLK-TIS20+ MAX 9HZ | Fluke FLK-TIS20+ MAX 9HZ Warmtebeeldcamera, 120x90 pixels, -20°C tot 400°C | 1879 | FL.L-060 | 0095969979436
30615080 | 5134758 | T6-1000PRO/EU | Fluke T6-1000PRO/EU Elektrische tester | 440 | FL.L-050 | 0095969921138
30615468 | 4921003 | I17XX-FLEX1.5KIP | Fluke I17XX-FLEX1.5KIP IP65 iFlexi 1.5KA 60 cm | 352 | FL.A-020 | 0095969857093
30615662 | 4335573 | SRC-9-SCST-KIT | Fluke Networks SRC-9-SCST-KIT Singlemode Test Reference Cord (TRC) Kit, 2m, (2) SC/ST, (2) ST/ST | 260 | FN.N240 | 0754082105800
30615953 | 4869890 | MS2-MAG-KIT | Fluke Networks MS2-MAG-KIT HOLSTER WITH MAGNETIC STRAP FOR MS2, FI-500, SFP AND MFP | 64 | FN.N410 | 0754082140320
30617408 | 4420626 | GLD-FTK2000 | Fluke Networks GLD-FTK2000 1 year Gold Support Services for FTK2000 SimpliFiber Pro Kit | 396 | FN.N750 | 0754082112082
30617505 | 5111858 | FLUKE-377 FC/E | Fluke-377 FC/E True-RMS-AC/DC-stroomtang met iFlex 1000/2500A | 823 | FL.L-050 | 0095969916653
30617602 | 5225723 | FLUKE-378 FC/E | Fluke-378 FC/E True-RMS-AC/DC-stroomtang met iFlex 1000/2500A en PQ indicator | 906 | FL.L-050 | 0195112002148
30618378 | 5226604 | LIQ-100 | Fluke Networks LIQ-100 LinkIQ™ Cable+Network Tester | 2585 | FN.N410 | 0754082152163
30618475 | 5226619 | LIQ-KIT | Fluke Networks LIQ-KIT LinkIQ™ Advanced Kit | 3133 | FN.N410 | 0754082152170
30619057 | 4116334 | MMC-50-SCFC | Fluke Networks MMC-50-SCFC Multimode Launch Cable, 50 µm, SC/FC | 453 | FN.N240 | 0754082094289
30619154 | 4496884 | MMC-50-FCFC | Fluke Networks MMC-50-FCFC Multimode Launch Cable, 50 µm, FC/FC | 453 | FN.N240 | 0754082118602
30619251 | 4116424 | SMC-9-SCFC | Fluke Networks SMC-9-SCFC Singlemode Launch Cable, 9µm, SC/FC | 453 | FN.N240 | 0754082094371
30619639 | 4963838 | DSX-CHA-M12-X-S | Fluke Networks DSX-CHA-M12-X-S DSX Industrial Ethernet M12 X-coded (8-Position) CHA Set | 1174 | FN.IA640 | 0754082146278
30619833 | 4699316 | FLK-287/FVF/IR3000 | Fluke FLK-287/FVF/IR3000 Combinatiekit van Fluke 287 en FlukeView Forms-software | 1333 | FL.L-020 | 0095969799652
30621191 | 1632861 | MDP-S-0 | Pomona MDP-S-0 DOUBLE BANANA PLUG WITH SHORTING BAR, BLACK | 9 | FL.L-090 | 0095969208390
30621288 | 3448783 | FLUKE-87V/IMSK | Fluke-87V/IMSK Onderhoudsset industriële multimeter | 752 | FL.L-020 | 0095969493802
30621482 | 4119232 | PA-SC | Fluke Networks PA-SC OTDR Source Port Interchangeable SC Adapter | 427 | FN.N240 | 0754082094395
30622161 | 5274900 | FLUKE-393FC/E | Fluke-393FC/E True-RMS-stroomtang met iFlex CAT III 1500 V en Fluke Connect | 927 | FL.L-050 | 0195112019429
30622258 | 5302512 | FLK-PTI120 9HZ 400C | Fluke FLK-PTI120 9HZ 400C Pocket-warmtebeeldcamera, 120x90 | 964 | FL.L-060 | 0095969906241
30622452 | 5311861 | 1664FC SCH FTT KIT | Fluke 1664FC SCH FTT KIT installatietester + Trutest Advanced licentie | 2722 | FL.L-050 | 0195112034125
30622937 | 5282331 | FLUKE-190-062-III | Fluke-190-062-III Scopemeter serie III 60 MHz, 2 kanalen, kleuren display en probes | 4254 | FL.A-010 | 0195112021774
30623034 | 5282354 | FLUKE-190-062-III-S | Fluke-190-062-III-S Scopemeter serie III 60 MHz, 2 kanalen met SCC293-kit | 4851 | FL.A-010 | 0195112021781
30623131 | 5282368 | FLUKE-190-102-III | Fluke-190-102-III Scopemeter serie III 100 MHz, 2 kanalen, kleuren display en probes | 5231 | FL.A-010 | 0195112021798
30623325 | 5282379 | FLUKE-190-102-III-S | Fluke-190-102-III-S Scopemeter serie III 100 MHz, 2 kanalen met SCC293-kit | 5834 | FL.A-010 | 0195112021804
30623519 | 5282393 | FLUKE-190-104-III | Fluke-190-104-III Scopemeter serie III 100 MHz, 4 kanalen, kleuren display en probes | 5890 | FL.A-010 | 0195112021828
30623616 | 5282417 | FLUKE-190-104-III-S | Fluke-190-104-III-S Scopemeter serie III 100 MHz, 4 kanalen met SCC293-kit | 6490 | FL.A-010 | 0195112021835
30623713 | 5282439 | FLUKE-190-202-III | Fluke-190-202-III Scopemeter serie III 200 MHz, 2 kanalen, kleuren display en probes | 5904 | FL.A-010 | 0195112021842
30623810 | 5282442 | FLUKE-190-202-III-S | Fluke-190-202-III-S Scopemeter serie III 200 MHz, 2 kanalen met SCC293-kit | 6507 | FL.A-010 | 0195112021859
30623907 | 5282463 | FLUKE-190-204-III | Fluke-190-204-III Scopemeter serie III 200 MHz, 4 kanalen, kleuren display en probes | 6739 | FL.A-010 | 0195112021866
30624004 | 5282474 | FLUKE-190-204-III-S | Fluke-190-204-III-S Scopemeter serie III 200 MHz, 4 kanalen met SCC293-kit | 7340 | FL.A-010 | 0195112021873
30624101 | 5282495 | FLUKE-190-502-III | Fluke-190-502-III Scopemeter serie III 500MHz, 2-kanalen, kleuren display en probes | 7272 | FL.A-010 | 0195112021880
30624198 | 5282508 | FLUKE-190-502-III-S | Fluke-190-502-III-S Scopemeter serie III 500MHz, 2-kanalen probes met SCC293-kit | 7876 | FL.A-010 | 0195112021897
30624295 | 5282513 | FLUKE-190-504-III | Fluke-190-504-III Scopemeter serie III 500MHz, 4-kanalen, kleuren display en probes | 7539 | FL.A-010 | 0195112021903
30624392 | 5282524 | FLUKE-190-504-III-S | Fluke-190-504-III-S Scopemeter serie III 500MHz, 4-kanalen met SCC293-kit | 8142 | FL.A-010 | 0195112021910
30624489 | 5282560 | FLUKE-MDA-550-III | Fluke-MDA-550-III MDA-550 Motor Drive Analyzer | 9635 | FL.A-010 | 0195112021958
30625265 | 5318272 | 1664FC SCH/T6PRO | Fluke 1664FC SCH/T6PRO Fluke 1664FC Installation tester met gratis T6-1000 PRO Tester | 2825 | FL.L-050 | 0195112035962
30625362 | 5117269 | FLUKE-1773 | Fluke-1773 Power Quality Analyzer, inclusief 4 x i17XX-FLEX1500 18 flexen | 7510 | FL.A-030 | 0095969917667
30625459 | 5117278 | FLUKE-1775 | Fluke-1775 Power Quality Analyzer, inclusief 4 x i17XX-FLEX1500 18 flexen | 9880 | FL.A-030 | 0095969917674
30625556 | 5126630 | FLUKE-1777 | Fluke-1777 Power Quality Analyzer, inclusief 4 x i17XX-FLEX1500 18 flexen | 12516 | FL.A-030 | 0095969919012
30625653 | 5272757 | FLUKE-1773/BASIC | Fluke-1773/BASIC Basic Power Quality Analyzer (geen probes) | 6693 | FL.A-030 | 0195112018507
30625750 | 5272784 | FLUKE-1775/BASIC | Fluke-1775/BASIC Basic Power Quality Analyzer (geen probes) | 9024 | FL.A-030 | 0195112018538
30625847 | 5272819 | FLUKE-1777/BASIC | Fluke-1777/BASIC Basic Power Quality Analyzer (geen probes) | 11614 | FL.A-030 | 0195112018569
30626041 | 4971056 | DSX-PLA004 | Fluke Networks DSX-PLA004 DSX Cat 6A/Class EA Permanent Link Adapter | 1004 | FN.N140 | 0754082146582
30627011 | 2146712 | FTF000370012 | Beha-Amprobe FTF000370012 KS 4L-Set Krokodilklemmen rood/zwart, 4 mm, CAT IV | 18 | FL.L-030 | 0095969259699
30627108 | 1919559 | 991240 | Pomona 991240 4613-12-2,MICROGRABBER/PATCH CORD (RED) | 13 | FL.L-090 | 0095969173650
30627205 | 5067389 | IKST7 | Fluke IKST7 Set met geïsoleerd handgereedschap: 5 schroevendraaiers en 3 tangen | 369 | FL.L-110 | 0095969905244
30627884 | 4722828 | FLK-789FC-MA/KIT | Fluke FLK-789FC-MA/KIT Kit Fluke 789, IR3000FC, A3004FC | 2556 | FL.L-040 | 0095969807845
40000019 | 4920964 | 1742-6/UPGRADE | Fluke 1742-6/UPGRADE 1742 to 1746 Upgrade | 2832 | FL.A-020 | 0095969857055
40000038 | 4920973 | 1742-8/UPGRADE | Fluke 1742-8/UPGRADE 1742 to 1748 Upgrade | 5234 | FL.A-020 | 0095969857062
40000057 | 4920986 | 1746-8/UPGRADE | Fluke 1746-8/UPGRADE 1746 to 1748 Upgrade | 2832 | FL.A-020 | 0095969857079
40000076 | 5014816 | 3PHVL-17XX-5M | Fluke 3PHVL-17XX-5M CABLE ASSEMBLY, VOLTAGE TEST LEAD 3-PHASE+N 5M | 197 | FL.A-020 | 0095969877206
40000095 | 3530837 | 810QDC | Fluke 810QDC Kabel voor snelle ontkoppeling | 241 | FL.A-040 | 0095969524148
40000114 | 3530828 | 810S | Fluke 810S Sensor | 2326 | FL.A-040 | 0095969524131
40000133 | 3530862 | 810SMM | Fluke 810SMM Sensor-magneetbevestiging | 340 | FL.A-040 | 0095969524179
40000152 | 3530855 | 810SMP | Fluke 810SMP Sensormontage-pads (10-pak) | 47 | FL.A-040 | 0095969524162
40000380 | 2673962 | CS1750/1760 | Fluke CS1750/1760 Draagtas (Fluke 1750/1760) | 415 | FL.A-020 | 0095969353588
40000399 | 5077735 | EDBC290 | Fluke EDBC290 EXTERNAL DUAL BAY CHARGER W/ POWER ADAPTER & CONNECTORS | 536 | FL.T-020 | 0095969906791
40000418 | 2577126 | EI-1625 | Fluke EI-1625 Stakeless Clamp Set,With EI-162X,EI-162AC and 2-3 Wire Cable | 1384 | FL.L-050 | 0095969344241
40000437 | 2577159 | EI-162BN | Fluke EI-162BN 12.7 Inch (320mm) split core transformer | 3469 | FL.L-050 | 0095969344272
40000456 | 4972431 | FL-120 EX | Fluke FL-120 EX Intrinsiek veilige zaklamp | 110 | FL.L-020 | 0095969867887
40000475 | 4972446 | FL-150 EX | Fluke FL-150 EX Intrinsiek veilige zaklamp | 145 | FL.L-020 | 0095969867894
40000494 | 4972422 | FL-45 EX | Fluke FL-45 EX Intrinsiek veilige zaklamp | 72 | FL.L-020 | 0095969867870
40000513 | 4961174 | FLK-0.75X-WIDE-LENS | Fluke FLK-0.75X-WIDE-LENS Infrarood-groothoeklens | 1647 | FL.L-060 | 0095969865227
40000532 | 4941258 | FLK-1736/UPGRADE EUS | Fluke FLK-1736/UPGRADE EUS UPGRADE KIT VOOR 1736 NAAR 1738, ALLEEN VOOR EUR/US | 974 | FL.A-070 | 0095969861137
40000551 | 4961163 | FLK-2X- LENS | Fluke FLK-2X- LENS Slimme 2x infraroodtelelens | 3163 | FL.L-060 | 0095969865210
40000570 | 4962690 | FLK-3.8MM/1M PROBE | Fluke FLK-3.8MM/1M PROBE 3,8 mm scope met videoscope-probe van 1 m | 985 | FL.L-060 | 0095969865753
40000589 | 4961188 | FLK-4X-LENS | Fluke FLK-4X-LENS Slimme 4x-infraroodtelelens | 7215 | FL.L-060 | 0095969865234
40000608 | 4962713 | FLK-5.5MM/1M PROBE | Fluke FLK-5.5MM/1M PROBE 5,5 mm scope met videoscope-probe van 1 m | 711 | FL.L-060 | 0095969865777
40000627 | 4856983 | FLK-729 150G | Fluke FLK-729 150G Automatic Pressure Calibrator (10 Bar) | 13665 | FL.A-050 | 0095969840415
40000646 | 4856976 | FLK-729 300G | Fluke FLK-729 300G Automatic Pressure Calibrator (20 Bar) | 13665 | FL.A-050 | 0095969840408
40000665 | 4856990 | FLK-729 30G | Fluke FLK-729 30G Automatic Pressure Calibrator (2 Bar) | 13665 | FL.A-050 | 0095969840422
40000703 | 4962708 | FLK-8.5MM/3M PROBE | Fluke FLK-8.5MM/3M PROBE 8,5 mm scope met videoscope-probe van 3 m | 833 | FL.L-060 | 0095969865760
40000760 | 5075982 | FLK-II900 ARRAY CVRS | Fluke FLK-II900 ARRAY CVRS REPL. ARRAY COVERS FLKII900 SONIC INDUSTRIAL IMA | 98 | FL.T-020 | 0095969906463
40000779 | 5075994 | FLK-II900 HAND STRAP | Fluke FLK-II900 HAND STRAP REPL. HAND STRAP FLKII900 SONIC INDUSTRIAL IMAGER | 41 | FL.T-020 | 0095969906470
40000798 | 4961195 | FLK-MACRO-LENS | Fluke FLK-MACRO-LENS Macro-infraroodlens | 4763 | FL.L-060 | 0095969865241
40000855 | 4961344 | FLK-RSE-MB | Fluke FLK-RSE-MB Bevestigingssteun voor Fluke-warmtebeeldcamera | 184 | FL.L-060 | 0095969865326
40000874 | 4973844 | FLK-RSE-ST | Fluke FLK-RSE-ST Montagestandaard voor warmtebeeldcamera | 201 | FL.L-060 | 0095969868099
40000912 | 5085041 | FLK-TI401-PRO 60HZ | Fluke FLK-TI401-PRO 60HZ Infrarood camera, 640X480 pixels, -20°C tot +650°C | 9185 | FL.T-010 | 0095969909440
40000931 | 4947326 | FLK-TI480-PRO 60HZ | Fluke FLK-TI480-PRO 60HZ Infrarood camera, 640x480 pixels, -20°C tot +800°C, SuperResolution | 14304 | FL.T-010 | 0095969862691
40000969 | 5160004 | FLK-TIS55+ 27HZ | Fluke FLK-TIS55+ 27HZ Warmtebeeldcamera, 256 x 192 pixels | 3118 | FL.T-040 | 0095969946261
40000988 | 5133399 | FLK-TIS60+ 30HZ | Fluke FLK-TIS60+ 30HZ Infraroodcamera, 320 x 240 pixels | 4134 | FL.T-040 | 0095969920834
40001007 | 5160043 | FLK-TIS75+ 27HZ | Fluke FLK-TIS75+ 27HZ Warmtebeeldcamera, 384 x 288 pixels, -20°C tot 550°C | 5197 | FL.T-040 | 0095969946308
40001026 | 5085119 | FLK-TIX501 60HZ | Fluke FLK-TIX501 60HZ Infrarood camera, 640x480 pixels, -20°C tot +800°C | 17062 | FL.T-010 | 0095969909501
40001045 | 4842073 | FLK-TIX580 60HZ | Fluke FLK-TIX580 Infrarood camera 60HZ , 640x480 pixels, -20°C tot +800°, SR | 19340 | FL.T-010 | 0095969835220
40001064 | 4550697 | FLK-TIX5X-LENS CAP | Fluke FLK-TIX5X-LENS CAP Lens zonnekap | 22 | FL.L-060 | 0095969780728
40001083 | 5265319 | FLK-TRUTEST-ADV | Fluke FLK-TRUTEST-ADV Softwarelicentiecode voor Fluke TruTest - Geavanceerd | 490 | FL.L-050 | 0195112016602
40001102 | 5265337 | FLK-TRUTEST-CD | Fluke FLK-TRUTEST-CD Fluke TruTest-software - cd (excl. licentiecode) | 48 | FL.L-050 | 0195112016626
40001121 | 5265304 | FLK-TRUTEST-LITE | Fluke FLK-TRUTEST-LITE Softwarelicentiecode voor Fluke TruTest - Lite | 306 | FL.L-050 | 0195112016596
40001140 | 4636971 | FLUKE-117/PRV240 | Fluke-117/PRV240 Multimeter met PRV240-Test unit kit | 502 | FL.L-020 | 0095969786621
40001159 | 4588378 | FLUKE-1738/B | Fluke-1738/B Draagbare Power Quality Logger basic version zonder stroomtangen | 6336 | FL.A-070 | 0095969778855
40001178 | 4920726 | FLUKE-1746/B/EUS | Fluke-1746/B/EUS Power Quality Logger without iFlex, EUS version | 6948 | FL.A-020 | 0095969856911
40001197 | 4920780 | FLUKE-1748/B/EUS | Fluke-1748/B/EUS Power Quality logger, incl. tas en software zonder flexen | 8852 | FL.A-020 | 0095969856973
40001216 | 4921133 | FLUKE-174X GPS-REC | Fluke-174X GPS-REC GPS Receiver Antenna | 538 | FL.A-020 | 0095969857208
40001254 | 2673937 | FLUKE-1750/SEAT-L | Fluke-1750/SEAT-L Power Analyze - extra SEAT-LICENTIE | 1227 | FL.A-020 | 0095969353571
40001273 | 2673928 | FLUKE-1750/SITE-L | Fluke-1750/SITE-L Power Analyze - extra SITE-LICENTIE | 6139 | FL.A-020 | 0095969353564
40001292 | 5016873 | FLUKE-17XX-TL | Fluke-17XX-TL TEST LEAD SET; 1000V CAT III, NONSTACK/STACK 0.18M | 56 | FL.A-020 | 0095969877602
40001311 | 5225745 | FLUKE-377/E | Fluke-377/E True-RMS wireless AC/DC-stroomtang met iFlex | 836 | FL.L-050 | 0195112002162
40001330 | 5225761 | FLUKE-378/E | Fluke-378/E True-RMS wireless AC/DC-stroomtang met iFlex | 966 | FL.L-050 | 0195112002186
40001349 | 5112860 | FLUKE-417D/62MAX KIT | Fluke-417D/62MAX KIT Set van 417D Laserafstandsmeter en 62Max+ Infraroodthermometer | 276 | FL.L-020 | 0095969916806
40001387 | 3821062 | FLUKE-53-2 B 60HZ | Fluke-53-2 B 60HZ Single input thermometer inclusief dataloggen | 761 | FL.L-020 | 0095969565103
40001406 | 202561 | FLUKE-700-IV | Fluke-700-IV Stroom-shunt | 793 | FL.L-040 | 0095969045896
40001425 | 4058808 | FLUKE-717 15G | Fluke-717 15G Drukkalibrator (1 bar) | 2348 | FL.L-040 | 0095969605625
40001444 | 4353283 | FLUKE-721-1603 | Fluke-721-1603 Drukkalibrator met twee sensoren, 1,1 bar, 20 bar | 3340 | FL.A-050 | 0095969673860
40001463 | 4353366 | FLUKE-721-1610 | Fluke-721-1610 Drukkalibrator met twee sensoren, 1,1 bar, 69 bar | 3340 | FL.A-050 | 0095969673945
40001482 | 4353447 | FLUKE-721-1630 | Fluke-721-1630 Drukkalibrator met twee sensoren, 1,1 bar, 200 bar | 3340 | FL.A-050 | 0095969674027
40001501 | 4353486 | FLUKE-721-1650 | Fluke-721-1650 Drukkalibrator met twee sensoren, 1,1 bar, 345 bar | 3340 | FL.A-050 | 0095969674065
40001539 | 4353290 | FLUKE-721-3603 | Fluke-721-3603 Drukkalibrator met twee sensoren, 2,48 bar, 20 bar | 3340 | FL.A-050 | 0095969673877
40001558 | 4353330 | FLUKE-721-3605 | Fluke-721-3605 Drukkalibrator met twee sensoren, 2,48 bar, 34 bar | 3340 | FL.A-050 | 0095969673914
40001577 | 4353375 | FLUKE-721-3610 | Fluke-721-3610 Drukkalibrator met twee sensoren, 2,48 bar, 69 bar | 3340 | FL.A-050 | 0095969673952
40001596 | 4353412 | FLUKE-721-3615 | Fluke-721-3615 Drukkalibrator met twee sensoren, 2,48 bar, 103 bar | 3340 | FL.A-050 | 0095969673990
40001615 | 4353458 | FLUKE-721-3630 | Fluke-721-3630 Drukkalibrator met twee sensoren, 2,48 bar, 200 bar | 3340 | FL.A-050 | 0095969674034
40001634 | 4353499 | FLUKE-721-3650 | Fluke-721-3650 Drukkalibrator met twee sensoren, 2,48 bar, 345 bar | 3340 | FL.A-050 | 0095969674072
40001672 | 4353309 | FLUKE-721EX-1603 | Fluke-721EX-1603 Drukkalibrator met twee sensoren, 16, 300 PSIG | 4314 | FL.A-050 | 0095969673884
40001729 | 4353420 | FLUKE-721EX-1615 | Fluke-721EX-1615 Drukkalibrator met twee sensoren, 16, 1500 PSIG | 4314 | FL.A-050 | 0095969674003
40001748 | 4353464 | FLUKE-721EX-1630 | Fluke-721EX-1630 Drukkalibrator met twee sensoren, 16, 3000 PSIG | 4314 | FL.A-050 | 0095969674041
40001843 | 4353435 | FLUKE-721EX-3615 | Fluke-721EX-3615 Drukkalibrator met twee sensoren, 36, 1500 PSIG | 4314 | FL.A-050 | 0095969674010
40001862 | 4353473 | FLUKE-721EX-3630 | Fluke-721EX-3630 Drukkalibrator met twee sensoren, 36, 3000 PSIG | 4314 | FL.A-050 | 0095969674058
40001881 | 4972518 | FLUKE-729/750SW BU | Fluke-729/750SW BU with software | 15876 | FL.A-050 | 0095969867900
40001900 | 4558658 | FLUKE-750P01EX | Fluke-750P01EX Ex Pressure Module (0 - 25 Mbar) | 3924 | FL.L-040 | 0095969769327
40001919 | 4352750 | FLUKE-750P02 | Fluke-750P02 Drukmodule (0 - 70 mbar) | 2108 | FL.L-040 | 0095969673778
40001938 | 4352738 | FLUKE-750P03 | Fluke-750P03 Drukmodule (0 - 350 mbar) | 2108 | FL.L-040 | 0095969673754
40001957 | 4558664 | FLUKE-750P05EX | Fluke-750P05EX Ex Pressure Module (0 - 2 Bar) | 4015 | FL.L-040 | 0095969769334
40001976 | 4352349 | FLUKE-750P06 | Fluke-750P06 Drukmodule (0 - 7 bar) | 2108 | FL.L-040 | 0095969673365
40001995 | 4558673 | FLUKE-750P06EX | Fluke-750P06EX Ex Pressure Module (0 - 7 Bar) | 4015 | FL.L-040 | 0095969769341
40002014 | 4352372 | FLUKE-750P08 | Fluke-750P08 Drukmodule (0 - 70 bar) | 2108 | FL.L-040 | 0095969673396
40002033 | 4352397 | FLUKE-750P2000 | Fluke-750P2000 Drukmodule (0 - 140 bar) | 2108 | FL.L-040 | 0095969673419
40002052 | 4558686 | FLUKE-750P24EX | Fluke-750P24EX Ex Pressure Module (0 - 1 Bar) | 4015 | FL.L-040 | 0095969769358
40002071 | 4558699 | FLUKE-750P27EX | Fluke-750P27EX Ex Pressure Module (0 - 20 Bar) | 4015 | FL.L-040 | 0095969769365
40002090 | 4352403 | FLUKE-750P29 | Fluke-750P29 Drukmodule (0 - 200 bar) | 3340 | FL.L-040 | 0095969673426
40002109 | 4558702 | FLUKE-750P29EX | Fluke-750P29EX Ex Pressure Module (0 - 200 Bar) | 6704 | FL.L-040 | 0095969769372
40002128 | 4555281 | FLUKE-750P3IN | Fluke-750P3IN Drukmodule (0 - 7.5 mbar) | 2190 | FL.L-040 | 0095969768566
40002147 | 4555296 | FLUKE-750P5IN | Fluke-750P5IN Drukmodule (0 - 12.5 mbar) | 2190 | FL.L-040 | 0095969768573
40002166 | 4352432 | FLUKE-750PA3 | Fluke-750PA3 Drukmodule (0 - 350 mbar) | 2425 | FL.L-040 | 0095969673457
40002185 | 4352444 | FLUKE-750PA4 | Fluke-750PA4 Drukmodule (0 - 1 bar) | 2425 | FL.L-040 | 0095969673464
40002204 | 4558716 | FLUKE-750PA4EX | Fluke-750PA4EX Ex Pressure Module (0 - 1 Bar) | 4251 | FL.L-040 | 0095969769389
40002223 | 4352480 | FLUKE-750PA7 | Fluke-750PA7 Drukmodule (0 - 35 bar) | 2425 | FL.L-040 | 0095969673501
40002242 | 4352498 | FLUKE-750PA8 | Fluke-750PA8 Drukmodule (0 - 70 bar) | 2425 | FL.L-040 | 0095969673518
40002261 | 4352500 | FLUKE-750PA9 | Fluke-750PA9 Drukmodule (0 - 100 bar) | 2425 | FL.L-040 | 0095969673525
40002280 | 4352556 | FLUKE-750PD10 | Fluke-750PD10 Drukmodule (-700 - 700 mbar) | 2425 | FL.L-040 | 0095969673570
40002299 | 4352539 | FLUKE-750PD2 | Fluke-750PD2 Drukmodulee (-70 - 70 mbar) | 2425 | FL.L-040 | 0095969673556
40002318 | 4352542 | FLUKE-750PD3 | Fluke-750PD3 Drukmodule (-350 - 350 mbar) | 2425 | FL.L-040 | 0095969673563
40002337 | 4352563 | FLUKE-750PD4 | Fluke-750PD4 Drukmodule (-1 - 1 bar) | 2425 | FL.L-040 | 0095969673587
40002356 | 4352588 | FLUKE-750PD50 | Fluke-750PD50 Drukmodule (-1 - 3.5 bar) | 2425 | FL.L-040 | 0095969673600
40002375 | 4352517 | FLUKE-750PV3 | Fluke-750PV3 Drukmodule (-350 mbar) | 2425 | FL.L-040 | 0095969673532
40002394 | 4352625 | FLUKE-750R04 | Fluke-750R04 Drukmodule (0 - 1 bar) | 2425 | FL.L-040 | 0095969673648
40002413 | 4352633 | FLUKE-750R06 | Fluke-750R06 Drukmodule (0 - 7 bar) | 2425 | FL.L-040 | 0095969673655
40002432 | 4352657 | FLUKE-750R07 | Fluke-750R07 Drukmodule (0 - 35 bar) | 2425 | FL.L-040 | 0095969673679
40002451 | 4352669 | FLUKE-750R08 | Fluke-750R08 Drukmodule (0 - 70 bar) | 2425 | FL.L-040 | 0095969673686
40002470 | 4352640 | FLUKE-750R27 | Fluke-750R27 Drukmodule (0 - 20 bar) | 2425 | FL.L-040 | 0095969673662
40002489 | 4352678 | FLUKE-750R29 | Fluke-750R29 Drukmodule (0 - 200 bar) | 3519 | FL.L-040 | 0095969673693
40002508 | 4352691 | FLUKE-750R31 | Fluke-750R31 Drukmodule (0 - 700 bar) | 3519 | FL.L-040 | 0095969673716
40002527 | 4352723 | FLUKE-750RD27 | Fluke-750RD27 Drukmodule (-0.8 - 20 bar) | 2655 | FL.L-040 | 0095969673747
40002546 | 4352706 | FLUKE-750RD5 | Fluke-750RD5 Drukmodule (-1 - 2 bar) | 2655 | FL.L-040 | 0095969673723
40002565 | 4352714 | FLUKE-750RD6 | Fluke-750RD6 Drukmodule (-1 - 7 bar) | 2655 | FL.L-040 | 0095969673730
40002584 | 5104752 | FLUKE-BT520ANG | Fluke-BT520ANG Batterijanalyzer met haakse testprobes | 7295 | FL.L-010 | 0095969915281
40002603 | 5104765 | FLUKE-BT521ANG | Fluke-BT521ANG Geavanceerde batterijanalyzer met haakse meetprobe | 7441 | FL.L-010 | 0095969915298
40002622 | 664714 | FLUKE-CO-205 | Fluke-CO-205 Aspiratorset | 336 | FL.L-010 | 0095969061810
40002641 | 4338164 | FLUKE-CV301 | Fluke-CV301 ClirVu®-infraroodvenster van 75 mm (3 inch) | 498 | FL.L-060 | 0095969670562
40002831 | 3108620 | FLUKE-N5K 3PP50 | Fluke-N5K 3PP50 3 PH N5k power analyzer w/50 | 31191 | FL.A-060 | 0095969440646
40003287 | 3313067 | FLUKE-N5K RACK KIT | Fluke-N5K RACK KIT 19 inch rack mount kit with handles | 334 | FL.A-060 | 0095969464109
40003344 | 4574703 | FLUKE-TIX5XX HAND | Fluke-TIX5XX HAND Instelbare handband (TiX5XX-serie) | 22 | FL.L-060 | 0095969780698
40003363 | 4615511 | FLUKE-TIX5XX-HDMI | Fluke-TIX5XX-HDMI HDMI video kabel | 26 | FL.L-060 | 0095969780711
40003382 | 4574715 | FLUKE-TIX5XX-NECK | Fluke-TIX5XX-NECK Instelbare nekband (TiX5XX-serie) | 45 | FL.L-060 | 0095969780704
40003401 | 4597142 | FLUKE-TIX5XX-SBP4 | Fluke-TIX5XX-SBP4 Extra batterijset | 184 | FL.L-060 | 0095969780544
40003420 | 4954311 | FTP17XXPQ | Fluke FTP17XXPQ Fused test probes set, Three Phase PQ, AC285, R/B | 250 | FL.A-020 | 0095969864060
40003439 | 2791314 | FVF-SC5 | Fluke FVF-SC5 View® Forms-software met kabel | 288 | FL.L-020 | 0095969390798
40003477 | 2111088 | HART DRYWELL CABLE | Fluke HART DRYWELL CABLE HART DRYWELL KABELKIT | 273 | FL.L-040 | 0095969246255
40003496 | 4972410 | HL-200 EX | Fluke HL-200 EX Intrinsiek veilige hoofdlamp van Fluke | 145 | FL.L-020 | 0095969867863
40003553 | 4921015 | I17XX-FLEX1.5KIP/3PK | Fluke I17XX-FLEX1.5KIP/3PK IP65 iFlexi 1.5KA 60 cm, 3 Pack | 836 | FL.A-020 | 0095969857109
40003572 | 4637337 | I17XX-FLEX1500/3PK | Fluke I17XX-FLEX1500/3PK 1500A 12 inch, 3-pack iFlex® stroomtangen | 776 | FL.A-070 | 0095969786676
40003591 | 4637411 | I17XX-FLEX1500/4PK | Fluke I17XX-FLEX1500/4PK Stroomslang 1500A set á 4 stuks tbv Fluke 173x series | 1011 | FL.A-070 | 0095969786751
40003648 | 4637343 | I17XX-FLEX3000 | Fluke I17XX-FLEX3000 3000A 24 inch iFlex® stroomtangen | 287 | FL.A-070 | 0095969786683
40003667 | 4921032 | I17XX-FLEX3KIP | Fluke I17XX-FLEX3KIP IP65 iFlexi 3KA 60 cm | 352 | FL.A-020 | 0095969857123
40003686 | 4921044 | I17XX-FLEX3KIP/3PK | Fluke I17XX-FLEX3KIP/3PK IP65 iFlexi 3KA 60 cm, 3 Pack | 836 | FL.A-020 | 0095969857130
40003705 | 4921067 | I17XX-FLEX3KIP/4PK | Fluke I17XX-FLEX3KIP/4PK IP65 iFlexi 3KA 60 cm, 4 Pack | 1117 | FL.A-020 | 0095969857147
40003724 | 4921116 | I17XX-FLEX5M-EXT | Fluke I17XX-FLEX5M-EXT iFlexi Extension Cable, 5m | 210 | FL.A-020 | 0095969857185
40003743 | 4921071 | I17XX-FLEX6KIP | Fluke I17XX-FLEX6KIP IP65 iFlexi 6KA 90 cm | 417 | FL.A-020 | 0095969857154
40003762 | 4921080 | I17XX-FLEX6KIP/3PK | Fluke I17XX-FLEX6KIP/3PK iFlexi 6KA 90 cm, 3 Pack | 975 | FL.A-020 | 0095969857161
40003781 | 4921098 | I17XX-FLEX6KIP/4PK | Fluke I17XX-FLEX6KIP/4PK iFlexi 6KA 90 cm, 4 Pack | 1253 | FL.A-020 | 0095969857178
40003800 | 3345753 | I1A/10A CLAMP PQ1 | Fluke I1A/10A CLAMP PQ1 Mini stroomtang 1/10A tbv Fluke 1735 & 1744/45 | 611 | FL.L-070 | 0095969471732
40003819 | 4621205 | I430-FLX-TFII-12 | Fluke I430-FLX-TFII-12 Iflex 6000A probe, 12 "(30cm) | 687 | FL.A-030 | 0095969784115
40003838 | 4621231 | I430-FLX-TFII-48 | Fluke I430-FLX-TFII-48 Iflex 6000A probe, 48 "(122cm) | 858 | FL.A-030 | 0095969784146
40003857 | 5195045 | IB117KEUR | Fluke IB117KEUR Multimeter voor elektriciens & starterset met handgereedschap | 540 | FL.L-020 | 0095969973960
40003876 | 5133953 | IB117L | Fluke IB117L Multimeter voor elektriciens + SLS3 + ISLS5 + IPHS2 | 405 | FL.L-020 | 0095969920889
40003895 | 5133966 | IB117M | Fluke IB117M Multimeter voor elektriciens & 5 geïsoleerde schroevendraaiers | 431 | FL.L-020 | 0095969920896
40003914 | 5133994 | IB179K-EGFID | Fluke IB179K-EGFID Digitale True RMS-multimeter & starter set met handgereedschap | 657 | FL.L-020 | 0095969920926
40003933 | 5133975 | IB179L-EGFID | Fluke IB179L-EGFID Digitale True-RMS-multimeter + ISLS3 + ISLS5 + IPHS2 | 525 | FL.L-020 | 0095969920902
40003952 | 5133982 | IB179M-EGFID | Fluke IB179M-EGFID Digitale True-RMS-multimeter&5 geïsoleerde schroevendraaiers | 527 | FL.L-020 | 0095969920919
40004028 | 5195050 | IB875KEUR | Fluke IB875KEUR Industriële multimeter & starterset met handgereedschap | 879 | FL.L-020 | 0095969973977
40004047 | 5134096 | IB875L | Fluke IB875L Industriële multimeter + ISLS3 + ISLS5 + IPHS2 | 742 | FL.L-020 | 0095969921022
40004066 | 5134107 | IB875M | Fluke IB875M Industriële multimeter & 5 geïsoleerde schroevendraaiers | 770 | FL.L-020 | 0095969921039
40004142 | 5067392 | IKPK7 | Fluke IKPK7 Fluke professionele rugzak+ starterset met geïsoleerd handgereedschap | 554 | FL.L-110 | 0095969905251
40004161 | 5067377 | IKPL3 | Fluke IKPL3 Geïsoleerde tangenset van 3 tangen, 1000 V | 229 | FL.L-110 | 0095969905237
40004180 | 5067345 | IKSC7 | Fluke IKSC7 Set met 7 geïsoleerde schroevendraaiers, 1000 V | 181 | FL.L-110 | 0095969905220
40004199 | 5067267 | INCP8 | Fluke INCP8 Geïsoleerde Lineman-combinatietang, 8 inch, 200 mm, 1000 V | 76 | FL.L-110 | 0095969905145
40004218 | 5067244 | INDC8 | Fluke INDC8 Geïsoleerde zijkniptang met grote hefboomwerking, 200 mm, 1000 V | 92 | FL.L-110 | 0095969905121
40004237 | 5067232 | INLP8 | Fluke INLP8 Geïsoleerde punttang met zijsnijrand, 8 inch, 200 mm, 1000 V | 83 | FL.L-110 | 0095969905114
40004256 | 5067259 | INPP10 | Fluke INPP10 Snel afstelbare geïsoleerde pomptang, 10 inch, 250 mm, 1000 V | 109 | FL.L-110 | 0095969905138
40004275 | 5067271 | ISLS3 | Fluke ISLS3 Geïsoleerde sleufschroevendraaier 3/32x3 inch, 2,5 mm x 75 mm, 1000 V | 25 | FL.L-110 | 0095969905152
40004294 | 5067280 | ISLS5 | Fluke ISLS5 Geïsoleerde sleufschroevendraaier 5/32x4 inch, 4 mm x 100 mm, 1000 V | 25 | FL.L-110 | 0095969905169
40004313 | 5067323 | ISQS1 | Fluke ISQS1 Geïsoleerde vierkante schroevendraaier nr. 1, 4 inch, 100 mm, 1000 V | 35 | FL.L-110 | 0095969905206
40004332 | 5067338 | ISQS2 | Fluke ISQS2 Geïsoleerde vierkante schroevendraaier nr. 2, 5 inch, 125 mm, 1000 V | 35 | FL.L-110 | 0095969905213
40004351 | 3024689 | NORMA 32A CABLES | Fluke NORMA 32A CABLES Cables for 32A planar shunt | 356 | FL.A-060 | 0095969414234
40004370 | 3024677 | NORMA 32A SHUNT | Fluke NORMA 32A SHUNT 32A planar shunt | 1407 | FL.A-060 | 0095969414227
40004389 | 3024704 | NORMA STAR POINT | Fluke NORMA STAR POINT External accessory box | 1407 | FL.A-060 | 0095969414258
40004712 | 5195802 | PLS 6R RBP KIT | Fluke PLS 6R RBP KIT Set met kruislijn- en puntlaser met rode lijn | 657 | FL.L-020 | 0095969974486
40005415 | 5011046 | SB-500 | Fluke SB-500 Set van 3 vervangende borstels | 420 | FL.L-100 | 0095969876636
40005434 | 5011031 | SVS-500 | Fluke SVS-500 Set van 3 borstels, meetprobehouders, tweedelig verlengstang | 558 | FL.L-100 | 0095969876629
40005453 | 2438858 | TP38-2001-OSP | Fluke TP38-2001-OSP Slim Reach Test Probe, red | 24 | FL.L-020 | 0095969859516
40005491 | 2540553 | TPS SHUNT 20MA | Fluke TPS SHUNT 20MA TPS Shunt 20MA | 632 | FL.A-020 | 0095969325806
40005510 | 2540649 | TPS VOLTPROBE 1K V | Fluke TPS VOLTPROBE 1K V TPS VOLTPROBE 1 KV | 947 | FL.A-020 | 0095969325899
40005529 | 2540744 | TPS/MBX DOLPH RED | Fluke TPS/MBX DOLPH RED Dolphin Clip, Rood | 66 | FL.A-020 | 0095969325998
40005548 | 4025864 | TRM50 | Fluke TRM50 Coaxiale doorvoer-BNC-male-naar-BNC-female kabelafsluiter | 311 | FL.L-100 | 0095969601948
40005624 | 4736214 | 2100-ACCS | Beha-Amprobe 2100-ACCS Probe kapjes en beschermkapjes voor spanningstester 2100-serie | 3 | FL.L-030 | 0095969810661
40005643 | 4980695 | 2100-ALPHA BUNDLE | Beha-Amprobe 2100-ALPHA BUNDLE Promotiebundel 4X 2100-Alpha | 261 | FL.L-030 | 0095969869386
40005662 | 4980707 | 2100-BETA BUNDLE | Beha-Amprobe 2100-BETA BUNDLE Promotie bundel 4X 2100-Beta | 397 | FL.L-030 | 0095969869393
40005681 | 5237726 | 2100-DELTA | Beha-Amprobe 2100-DELTA spanningstester met stroomfunctie TRMS | 210 | FL.L-030 | 0195112010112
40005700 | 4980718 | 2100-GAMMA BUNDLE | Beha-Amprobe 2100-GAMMA BUNDLE Promotie bundel 4X 2100-Gamma | 468 | FL.L-030 | 0095969869409
40005719 | 3454373 | 9072-D | Beha-Amprobe 9072-D Ohmtest Doorbeltester | 58 | FL.L-030 | 0095969494793
40005738 | 3454543 | AC50A-D | Beha-Amprobe AC50A-D AC Lekstroomtang, 60 A, bek-opening 30 mm | 545 | FL.L-030 | 0095969494960
40005757 | 4706181 | ACD-10 PLUS KIT | Beha-Amprobe ACD-10 PLUS KIT Stroomtang 600A AC, bekopening 25mm kit | 127 | FL.L-030 | 0095969801867
40005890 | 5017128 | ADPTR-E14-EUR 5PK | Beha-Amprobe ADPTR-E14-EUR 5PK Lichttestadapter | 143 | FL.L-030 | 0095969877664
40005909 | 4854847 | ADPTR-E27-EUR | Beha-Amprobe ADPTR-E27-EUR Lichttestadapter | 33 | FL.L-030 | 0095969839693
40005928 | 5017137 | ADPTR-E27-EUR 5PK | Beha-Amprobe ADPTR-E27-EUR 5PK Lichttestadapter | 143 | FL.L-030 | 0095969877671
40005947 | 4854886 | ADPTR-GU10-EUR | Beha-Amprobe ADPTR-GU10-EUR Lichttestadapter | 33 | FL.L-030 | 0095969839730
40005985 | 4854835 | ADPTR-KIT1-EUR | Beha-Amprobe ADPTR-KIT1-EUR Lamptest-adapterset met draagtas, inclusief E27, E14, GU10, B22, B15 | 145 | FL.L-030 | 0095969839686
40006023 | 4854899 | ADPTR-SCT-EUR | Beha-Amprobe ADPTR-SCT-EUR Aansluiting-testadapter | 50 | FL.L-030 | 0095969839747
40006061 | 4930890 | ALC-110-EUR | Beha-Amprobe ALC-110-EUR Lekstroomtang | 533 | FL.L-030 | 0095969860130
40006099 | 4460579 | AMPRB-EU-03-A | Beha-Amprobe AMPRB-EU-03-A Junior set, spanningstester,multimeter,kabeltestfunctie | 210 | FL.L-030 | 0095969723886
40006289 | 5245888 | CC-2100-DELTA | Beha-Amprobe CC-2100-DELTA Holster voor 2100-Delta | 39 | FL.L-030 | 0195112012956
40006403 | 5117551 | CC-ULD-400-EUR | Beha-Amprobe CC-ULD-400-EUR Harde draagtas voor ultrasone lekdetector | 202 | FL.L-030 | 0095969917834
40006422 | 3454457 | CHB15-D | Beha-Amprobe CHB15-D AC/DC Stroomtang, 200 A, bek-opening 23 mm | 431 | FL.L-030 | 0095969494878
40006441 | 3454469 | CHB35-D | Beha-Amprobe CHB35-D AC/DC TRMS Stroomtang, 400 A, bekopening 23 mm | 507 | FL.L-030 | 0095969494885
40006498 | 5008580 | EVC-13 | Beha-Amprobe EVC-13 Testkabel voor EV-laadstation kabel type 1 | 340 | FL.L-030 | 0095969876049
40006840 | 2145796 | FTC00001175D | Beha-Amprobe FTC00001175D Unitest Tas, Nylon 295x80x50mm | 38 | FL.L-030 | 0095969258784
40006954 | 2145956 | FTC00001238D | Beha-Amprobe FTC00001238D Testlabels Ø 15 mm, 250 stuks, geel | 94 | FL.L-030 | 0095969258944
40006973 | 2145963 | FTC00001239D | Beha-Amprobe FTC00001239D Testlabels Ø 30 mm, 250 stuks, geel | 94 | FL.L-030 | 0095969258951
40006992 | 2146070 | FTC00001278D | Beha-Amprobe FTC00001278D Test protocols conform DIN VDE 0100 | 37 | FL.L-030 | 0095969259057
40007011 | 2146081 | FTC00001280D | Beha-Amprobe FTC00001280D Testlabels 60x40 mm, 250 stuks, geel | 94 | FL.L-030 | 0095969259064
40007030 | 2146134 | FTC00001290D | Beha-Amprobe FTC00001290D Gatenkniptang | 131 | FL.L-030 | 0095969259118
40007049 | 3313458 | FTC00001306D | Beha-Amprobe FTC00001306D Professional Meetsnoerenset 1 meter, 2mm, Silicoon, CAT IV | 39 | FL.L-030 | 0095969464482
40007068 | 2146176 | FTC00001307D | Beha-Amprobe FTC00001307D Professional Meetsnoerenset 1 meter, 4 mm, Silcioon, CAT IV | 45 | FL.L-030 | 0095969259156
40007106 | 2146183 | FTC00001324D | Beha-Amprobe FTC00001324D Accessoire Set UNIdreh, meetpennen, krokodilklem in tas, zwart | 105 | FL.L-030 | 0095969259163
40007144 | 2146495 | FTF000307111 | Beha-Amprobe FTF000307111 Meetsnoeren, 4 mm, rood, 1 meter | 10 | FL.L-030 | 0095969259477
40007163 | 3313550 | FTF000307112 | Beha-Amprobe FTF000307112 Meetsnoeren, 4 mm, rood, 2 meter | 10 | FL.L-030 | 0095969464581
40007182 | 2146508 | FTF000307121 | Beha-Amprobe FTF000307121 Meetsnoeren, 4 mm, zwart, 1 meter | 10 | FL.L-030 | 0095969259484
40007201 | 3313561 | FTF000307122 | Beha-Amprobe FTF000307122 Meetsnoeren, 4 mm, zwart, 2 meter | 10 | FL.L-030 | 0095969464598
40007220 | 3313577 | FTF000370001 | Beha-Amprobe FTF000370001 Electriciensset meetsnoeren, 2,6, 16 A, rood/zwart, 4 mm | 84 | FL.L-030 | 0095969464604
40007239 | 2146675 | FTF000370004 | Beha-Amprobe FTF000370004 PSK 2-Set Meetpennen rood/zwart, 2 en 4 mm, CAT IV | 13 | FL.L-030 | 0095969259651
40007258 | 2146694 | FTF000370008 | Beha-Amprobe FTF000370008 PSS 2-Set Meetpennen rood/zwart, 4 mm | 15 | FL.L-030 | 0095969259675
40007277 | 2146701 | FTF000370010 | Beha-Amprobe FTF000370010 SKP 41-Set Meetpennen rood/zwart, 4 mm | 28 | FL.L-030 | 0095969259682
40007296 | 2406445 | FTF000370014 | Beha-Amprobe FTF000370014 Meetaccessoires Instrument set (zwart, blauw, groen) | 38 | FL.L-030 | 0095969284509
40007315 | 2406489 | FTF000370016 | Beha-Amprobe FTF000370016 Meetaccessoires Machine set (zwart, rood) | 16 | FL.L-030 | 0095969284523
40007334 | 2146758 | FTF000370024 | Beha-Amprobe FTF000370024 HCP 41-Set Meetpennen rood/zwart, 4 mm | 25 | FL.L-030 | 0095969259736
40007524 | 5017155 | NCV-1020-EUR 12PK | Beha-Amprobe NCV-1020-EUR 12PK VOLTfix contactloze spanningstester,12 st | 297 | FL.L-030 | 0095969877695
40007543 | 4918085 | NCV-1030-EUR | Beha-Amprobe NCV-1030-EUR VOLTfix contactloze spanningstester | 50 | FL.L-030 | 0095969856324
40007562 | 5017162 | NCV-1030-EUR 12PK | Beha-Amprobe NCV-1030-EUR 12PK VOLTfix contactloze spanningstester,12 st | 412 | FL.L-030 | 0095969877701
40007600 | 4362289 | PA-1 | Beha-Amprobe PA-1 Adapter voor stekker 3 polig voor meten van veiligheidsaarding | 20 | FL.L-030 | 0095969676991
40007790 | 4466841 | PROINSTALL-TL-D | Beha-Amprobe PROINSTALL-TL-D LC35 Kabel ProInstall (D/EUR series) Main, Schuko | 88 | FL.L-030 | 0095969724395
40007809 | 4466911 | PROINSTALL-TL-KIT | Beha-Amprobe PROINSTALL-TL-KIT Remote Meetsnoer, probe tips voor Proinstall | 102 | FL.L-030 | 0095969724432
40007847 | 4542825 | SC-7000-EUR | Beha-Amprobe SC-7000-EUR Stroomtang voor AT-7000-EUR Kabelzoeker | 369 | FL.L-030 | 0095969765695
40007980 | 4692870 | TL-PRM-6 | Beha-Amprobe TL-PRM-6 Meetsnoeren set voor PRM-6-EUR | 80 | FL.L-030 | 0095969797368
40007999 | 5258695 | TL-UAT-500 | Beha-Amprobe TL-UAT-500 Kit testsnoeren | 148 | FL.L-030 | 0195112014998
40008246 | 2323498 | 10051100 | Fluke Networks 10051100 D914 Impact Tool with Eversharp 66 Blade | 88 | FN.N510 | 0754082037286
40008265 | 2323521 | 10051200 | Fluke Networks 10051200 Screwdriver Blade (D194 or D914S only) | 38 | FN.N510 | 0754082037316
40008284 | 2323539 | 10051300 | Fluke Networks 10051300 Adapter Blade (D914 or D914S only) | 51 | FN.N510 | 0754082037323
40008303 | 2323542 | 10051501 | Fluke Networks 10051501 D914 Impact Tool with Eversharp 110, Eversharp 66 Blade & free Blade | 107 | FN.N510 | 0754082037330
40008322 | 2323588 | 10054000 | Fluke Networks 10054000 D814 Impact Tool | 72 | FN.N510 | 0754082037378
40008341 | 2323602 | 10055000 | Fluke Networks 10055000 D814 Impact Tool with Eversharp 66 Blade | 77 | FN.N510 | 0754082037392
40008360 | 2323633 | 10055501 | Fluke Networks 10055501 D814 Impact Tool with Eversharp 110, Eversharp 66 Blade & free Blade | 94 | FN.N510 | 0754082037422
40008379 | 2323640 | 10055503 | Fluke Networks 10055503 D814 Impact Tool with Bix & Eversharp 66/110 Cut Blade | 117 | FN.N510 | 0754082037439
40008398 | 2323669 | 10056000 | Fluke Networks 10056000 66 Blade | 31 | FN.N510 | 0754082037453
40008417 | 2323706 | 10056500 | Fluke Networks 10056500 Eversharp 66 Blade | 37 | FN.N510 | 0754082037491
40008436 | 2323848 | 10061100 | Fluke Networks 10061100 D914S Impact Tool With Eversharp 66 Blade | 107 | FN.N510 | 0754082037637
40008455 | 2323882 | 10061503 | Fluke Networks 10061503 D914S Impact Tool With Bix And Eversharp 66/110 Cut Blade | 142 | FN.N510 | 0754082037675
40008474 | 2325876 | 10113000 | Fluke Networks 10113000 Modular Adapter, 4-Wire | 24 | FN.N510 | 0754082037705
40008493 | 2325909 | 10176225 | Fluke Networks 10176225 110 Blade, bulk (must be ordered in multiples of 100) | 27 | FN.N510 | 0754082037736
40008512 | 2325948 | 10200000 | Fluke Networks 10200000 Spare Modular Adapter 4/6-Wire Cords, 5-Pack | 26 | FN.N510 | 0754082037774
40008531 | 2325953 | 10200101 | Fluke Networks 10200101 Spare Modular Adapter K-Plug 4/6 Wire Cords, 5-Pack | 56 | FN.N510 | 0754082037781
40008550 | 2325994 | 10210101 | Fluke Networks 10210101 4-Wire In-Line Modular Adapter with K-Plug | 47 | FN.N510 | 0754082037828
40008569 | 2326022 | 10220101 | Fluke Networks 10220101 6-Wire In-Line Modular Adapter with K-Plug | 44 | FN.N510 | 0754082037842
40008588 | 2326054 | 10230101 | Fluke Networks 10230101 8-Wire In-Line Modular Adapter with K-Plug | 51 | FN.N510 | 0754082037873
40008607 | 2326087 | 10300000 | Fluke Networks 10300000 Spare Modular Adapter 8-Wire Cords, 5-Pack | 24 | FN.N510 | 0754082037880
40008626 | 2326093 | 10300101 | Fluke Networks 10300101 Spare Modular Adapter K-Plug 4/6 wire cords, 5-Pack | 86 | FN.N510 | 0754082037897
40008645 | 2326135 | 10465001 | Fluke Networks 10465001 3M System D Blade | 105 | FN.N510 | 0754082037934
40008664 | 2326158 | 10565110 | Fluke Networks 10565110 Krone/110 Cut Blade | 94 | FN.N510 | 0754082037958
40008683 | 2326173 | 10645001 | Fluke Networks 10645001 Wood Screw Starter Punch | 27 | FN.N510 | 0754082037965
40008702 | 2326186 | 10660001 | Fluke Networks 10660001 Security Key Insert | 22 | FN.N510 | 0754082037972
40008721 | 2326208 | 10665000 | Fluke Networks 10665000 Bix Blade | 69 | FN.N510 | 0754082037996
40008740 | 2326249 | 10979003 | Fluke Networks 10979003 66 Blade Kit | 88 | FN.N510 | 0754082038023
40008759 | 2326251 | 10979004 | Fluke Networks 10979004 110 Blade Kit | 88 | FN.N510 | 0754082038030
40008778 | 2326370 | 11289000 | Fluke Networks 11289000 Electrical Contractor Telecom Kit II with PRO3000 Toner & Probe Kit | 334 | FN.N510 | 0754082038153
40008797 | 2326409 | 11291000 | Fluke Networks 11291000 ProTool Kit IS40 | 208 | FN.N510 | 0754082038184
40008816 | 2326411 | 11291400 | Fluke Networks 11291400 Pouch only for ProTool Kit IS40 | 56 | FN.N510 | 0754082038191
40008835 | 2326430 | 11292400 | Fluke Networks 11292400 Pouch only for ProTool Kit IS50 | 56 | FN.N510 | 0754082038214
40008854 | 2326466 | 11294000 | Fluke Networks 11294000 Need-L-Lock Crimping Pliers | 26 | FN.N510 | 0754082038245
40008873 | 2326516 | 12001005 | Fluke Networks 12001005 TS120 Test Set with alligator clips (INTL Only) | 304 | FN.N510 | 0754082038290
40008911 | 2326674 | 22800004 | Fluke Networks 22800004 TS22 Test Set with 346A Plug | 379 | FN.N510 | 0754082038399
40008930 | 2326688 | 22800007 | Fluke Networks 22800007 TS22 Test Set with Ground Start Cord | 289 | FN.N510 | 0754082038405
40008987 | 2326783 | 22801004 | Fluke Networks 22801004 TS22A Test Set with 346A Plug | 452 | FN.N510 | 0754082038474
40009006 | 2326790 | 22801007 | Fluke Networks 22801007 TS22A Test Set with Ground Start Cord | 383 | FN.N510 | 0754082038481
40009044 | 2327310 | 25500100 | Fluke Networks 25500100 TS25D & TS25 Standard Head Set | 26 | FN.N510 | 0754082038757
40009063 | 2327322 | 25500300 | Fluke Networks 25500300 Battery Door with belt clip | 45 | FN.N510 | 0754082038764
40009082 | 2327331 | 25500400 | Fluke Networks 25500400 Pouch Only (for TS25D & TS25) | 45 | FN.N510 | 0754082038771
40009101 | 2327346 | 25501004 | Fluke Networks 25501004 TS25D Test set with 346A Plug | 415 | FN.N510 | 0754082038788
40009139 | 2327368 | 25501109 | Fluke Networks 25501109 TS25D Test set with earphone and pouch | 364 | FN.N510 | 0754082038801
40009158 | 2327572 | 26100103 | Fluke Networks 26100103 Probe tip PRO3000 | 15 | FN.N510 | 0754082033202
40009177 | 3801155 | 262003AL | Fluke Networks 262003AL PRO3000 Tone Generator & Alligator Clips & RJ11 Plug | 68 | FN.N510 | 0754082082859
40009272 | 2328034 | 30800001 | Fluke Networks 30800001 TS30 Test set with Piercing Pin | 370 | FN.N510 | 0754082039327
40009291 | 2328041 | 30800009 | Fluke Networks 30800009 TS30 Test Set with ABN Cord | 370 | FN.N510 | 0754082039334
40009310 | 2329050 | 44007000 | Fluke Networks 44007000 Can Wrench Hex Head | 22 | FN.N510 | 0754082039396
40009329 | 2329092 | 44200013 | Fluke Networks 44200013 DBL SLT Stripper 22/24 GA RH | 34 | FN.N510 | 0754082039433
40009348 | 2329124 | 44210015 | Fluke Networks 44210015 DBL Stripper with CRT 24/26 RH | 74 | FN.N510 | 0754082039464
40009367 | 2329160 | 44500000 | Fluke Networks 44500000 Electricians Scissors | 29 | FN.N510 | 0754082039501
40009386 | 2329197 | 44507003 | Fluke Networks 44507003 Can Wrench with stripper 22 GA | 47 | FN.N510 | 0754082039532
40009405 | 2329201 | 44507004 | Fluke Networks 44507004 Can Wrench with stripper 24 GA | 47 | FN.N510 | 0754082039549
40009424 | 3327436 | 52801001 | Fluke Networks 52801001 TS52 Pro Test Set with Piercing Pin Only | 662 | FN.N510 | 0754082063186
40009443 | 3327451 | 52801004 | Fluke Networks 52801004 TS52 Pro Test Set with 346A Plug | 662 | FN.N510 | 0754082063209
40009462 | 3327449 | 52801009 | Fluke Networks 52801009 TS52 Pro Test Set with ABN Cord | 662 | FN.N510 | 0754082063193
40009481 | 3327460 | 52801RJ9 | Fluke Networks 52801RJ9 TS52 PRO Test Set with ABN Cord and RJ11 Plug | 803 | FN.N510 | 0754082063216
40009500 | 3946287 | 52801TNT | Fluke Networks 52801TNT TS52 PRO Test Set with 4 mm Banana & X-Large Alligator and Test Probe | 626 | FN.N510 | 0754082085249
40009519 | 3963738 | ADAP-PTNX-KIT | Fluke Networks ADAP-PTNX-KIT Accessory PTNX Adapter Kit | 74 | FN.N510 | 0754082085843
40009538 | 4081039 | ADAP-PTNX-TNR | Fluke Networks ADAP-PTNX-TNR Accessory 1-Toner | 21 | FN.N510 | 0754082092490
40009557 | 4500729 | ADP-DUPLEXLC | Fluke Networks ADP-DUPLEXLC Duplex Adapter LC-LC | 38 | FN.N240 | 0754082118893
40009576 | 4985286 | ADP-DUPLEX-LCAPC | Fluke Networks ADP-DUPLEX-LCAPC LCAPC-LCAPC Duplex Adapter | 25 | FN.N240 | 0754082146803
40009595 | 4985273 | ADP-DUPLEX-SCAPC | Fluke Networks ADP-DUPLEX-SCAPC SCAPC-SCAPC Duplex Adapter | 25 | FN.N240 | 0754082146797
40009614 | 4500707 | ADP-E2K/APC | Fluke Networks ADP-E2K/APC Simplex Adapter E2K-APC | 87 | FN.N240 | 0754082118879
40009633 | 4500688 | ADP-LC/APC | Fluke Networks ADP-LC/APC Simplex Adapter LC-APC | 38 | FN.N240 | 0754082118855
40009652 | 4417899 | ADP-MPO-A | Fluke Networks ADP-MPO-A Type A Polarity MPO Adapter for SM APC | 42 | FN.N240 | 0754082111740
40009671 | 4157674 | ADP-MPO-B | Fluke Networks ADP-MPO-B Type B Polarity MPO Adapter | 42 | FN.N240 | 0754082097044
40009690 | 4500695 | ADP-SC/APC | Fluke Networks ADP-SC/APC Simplex Adapter SC-APC | 38 | FN.N240 | 0754082118862
40009709 | 4157656 | BKC-MPO-ULC | Fluke Networks BKC-MPO-ULC 1m Breakout Cord, MPO, Unpin/LC Connector | 1049 | FN.N240 | 0754082097020
40009728 | 4157663 | BKC-MPO-USC | Fluke Networks BKC-MPO-USC 1m Breakout Cord, MPO, Unpin/SC Connector | 1047 | FN.N240 | 0754082097037
40009747 | 4955690 | CFP2-100-M-NW INT | Fluke Networks CFP2-100-M-NW INT CertiFiber Pro V2 Multimode OLTS tester compleet, No Wifi | 13674 | FN.N220 | 0754082144755
40009766 | 4955805 | CFP2-100-Q/GLD INT | Fluke Networks CFP2-100-Q/GLD INT CertiFiber Pro V2 Quad (Multi/Singlemode) OLTS tester+1 year Gold | 18757 | FN.N220 | 0754082144861
40009785 | 4955868 | CFP2-100-QI/G INT | Fluke Networks CFP2-100-QI/G INT CertiFiber Pro V2 Quad (Multi/Singlemode) OLTS tester+FI-1000+1 yearGold | 20843 | FN.N220 | 0754082144922
40009804 | 4955785 | CFP2-100-Q-NW INT | Fluke Networks CFP2-100-Q-NW INT CertiFiber Pro V2 Quad (Multi/Singlemode) OLTS tester+FI-1000,No Wifi | 16857 | FN.N220 | 0754082144847
40009823 | 4955940 | CFP2-100-S INT | Fluke Networks CFP2-100-S INT CertiFiber Pro V2 Singlemode OLTS tester compleet | 14507 | FN.N220 | 0754082145004
40009842 | 4355576 | CFP-MM MOD | Fluke Networks CFP-MM MOD CertiFiber Pro Multimode OLTS Replacement Module | 5846 | FN.N220 | 0754082106715
40009861 | 4355590 | CFP-QUAD MOD | Fluke Networks CFP-QUAD MOD CertiFiber Pro Quad (Multi/Singlemode) OLTS single Module | 8109 | FN.N220 | 0754082106739
40009880 | 4355583 | CFP-SM MOD | Fluke Networks CFP-SM MOD CertiFiber Pro Singlemode OLTS single Module | 6009 | FN.N220 | 0754082106722
40009918 | 4954996 | DSX2-5000-NW INT | Fluke Networks DSX2-5000-NW INT 1 GHz CableAnalyzer, non-Wireless version | 13884 | FN.N120 | 0754082144052
40009937 | 4955074 | DSX2-5000QI/G INT | Fluke Networks DSX2-5000QI/G INT 1GHz CableAnalyzer+CertiFiber Quad OLTS+FI-1000+1 year Gold | 29019 | FN.NR300 | 0754082144137
40009956 | 4955063 | DSX2-5000QINW INT | Fluke Networks DSX2-5000QINW INT 1GHz CableAnalyzer+CertiFiber Quad OLTS+FI-1000,No Wifi | 26620 | FN.NR300 | 0754082144120
40009975 | 4954904 | DSX2-8000-ADD-R | Fluke Networks DSX2-8000-ADD-R 2GHz CableAnalyzer Add-on+Remote | 15171 | FN.N120 | 0754082143963
40009994 | 4954808 | DSX2-8000MI/G INT | Fluke Networks DSX2-8000MI/G INT 2GHz CableAnalyzer+CertiFiber Multimode OLTS+FI-1000+1 year Gold | 24214 | FN.NR300 | 0754082143895
40010013 | 4954545 | DSX2-8000-NW INT | Fluke Networks DSX2-8000-NW INT 2 GHz Cat 8 CableAnalyzer, non-Wireless version | 17356 | FN.N120 | 0754082143697
40010032 | 4954851 | DSX2-8000-PRO INT | Fluke Networks DSX2-8000-PRO INT 2GHz CableAnalyzer+Certi-&Opti-Fiber Quad+FI-1000+Full acc | 69634 | FN.NR300 | 0754082143949
40010051 | 4954679 | DSX2-8000QI INT | Fluke Networks DSX2-8000QI INT 2GHz CableAnalyzer+CertiFiber Quad OLTS+FI-1000 | 28889 | FN.NR300 | 0754082143826
40010070 | 4954687 | DSX2-8000QI/G INT | Fluke Networks DSX2-8000QI/G INT 2GHz CableAnalyzer+CertiFiber Quad OLTS+FI-1000+1 year Gold | 31492 | FN.NR300 | 0754082143833
40010089 | 4954668 | DSX2-8000QI-NW INT | Fluke Networks DSX2-8000QI-NW INT 2GHz CableAnalyzer+CertiFiber Quad OLTS+FI-1000,No Wifi | 28889 | FN.NR300 | 0754082143819
40010108 | 4954610 | DSX2-8000QOI/G INT | Fluke Networks DSX2-8000QOI/G INT 2GHz CableAnalyzer+Certi-&Opti-Fiber Quad+FI-1000+1 year Gold | 46435 | FN.NR300 | 0754082143765
40010127 | 4954919 | DSX2-8-CFP-Q-ADD-R | Fluke Networks DSX2-8-CFP-Q-ADD-R 2GHz DSX2-8000 CableAnalyzer,Certifiber Quad Add-On+Remote | 25506 | FN.NR300 | 0754082143970
40010146 | 4955095 | DSX2-ADD-R | Fluke Networks DSX2-ADD-R 1GHz DSX2-5000 CableAnalyzer Add-on+Remote | 14561 | FN.N120 | 0754082144151
40010165 | 4955109 | DSX2-CFP-Q-ADD-R | Fluke Networks DSX2-CFP-Q-ADD-R 1GHz DSX2-5000 CableAnalyzer,Certifiber Quad Add-On+Remote | 26479 | FN.NR300 | 0754082144168
40010184 | 4329735 | DSX-5000 MOD | Fluke Networks DSX-5000 MOD Single 1 GHz DSX-5000 CableAnalyzer Module: DSX-5000 (1) module | 5716 | FN.N140 | 0754082104537
40010203 | 4956161 | DSX-602-NW INT | Fluke Networks DSX-602-NW INT 500MHz CableAnalyzer,No Wifi | 9294 | FN.N110 | 0754082145226
40010222 | 5171213 | DSX-6-REF-CBL | Fluke Networks DSX-6-REF-CBL DSX-600 and DSX-602 Set Reference Cable Replacement | 75 | FN.N140 | 0754082150848
40010241 | 4765279 | DSX-8000-ADD | Fluke Networks DSX-8000-ADD 2GHz DSX-8000 CableAnalyzer Add-on | 13927 | FN.N120 | 0754082136538
40010260 | 4858407 | DSX-8000-MOD | Fluke Networks DSX-8000-MOD 2GHz DSX-8000 CableAnalyzer Single Module | 8737 | FN.N120 | 0754082139935
40010279 | 4963845 | DSX-8-TERA-KIT | Fluke Networks DSX-8-TERA-KIT DSX-8000 Tera Cat 7A/Class 7A and Cat 8.2/Class II PLA Set+CHA Set | 2389 | FN.N140 | 0754082146285
40010298 | 5199358 | DSX-AXTERM | Fluke Networks DSX-AXTERM DSX Alien Crosstalk Link Terminators - Set of 2 | 790 | FN.N140 | 0754082151470
40010317 | 4556258 | DSX-CHA003 | Fluke Networks DSX-CHA003 DSX Coaxial Adapter | 702 | FN.N140 | 0754082120308
40010336 | 4943677 | DSX-CHA-5-GG45-S | Fluke Networks DSX-CHA-5-GG45-S DSX-5000 GG45 Cat 7A/Class FA Channel Adapter Set | 920 | FN.N140 | 0754082142478
40010355 | 4774292 | DSX-CHA-8-GG45-S | Fluke Networks DSX-CHA-8-GG45-S DSX-8000 GG45 Cat 7A/Class FA Channel Adapter Set | 920 | FN.N140 | 0754082137245
40010374 | 4774303 | DSX-CHA-8-TERA-S | Fluke Networks DSX-CHA-8-TERA-S DSX-8000 Tera Cat 7A/Class FA and Cat 8.2/Class II CHA Set | 920 | FN.N140 | 0754082137252
40010393 | 4944688 | DSX-PC5E | Fluke Networks DSX-PC5E Single Cat 5E Adapter with Shielded Cat 5E Patch Cord Jack Installed | 1312 | FN.N140 | 0754082142522
40010412 | 4944695 | DSX-PC6 | Fluke Networks DSX-PC6 Single Cat 6 Adapter with Shielded Cat 6 Patch Cord Jack Installed | 1312 | FN.N140 | 0754082142539
40010431 | 4944707 | DSX-PC6A | Fluke Networks DSX-PC6A Single Cat 6A Adapter with Shielded Cat 6A Patch Cord Jack Installed | 1312 | FN.N140 | 0754082142546
40010450 | 4913784 | DSX-PCTAC5EKS | Fluke Networks DSX-PCTAC5EKS Set of two Shielded Cat 5E Replacement Patch Cord Jacks | 442 | FN.N140 | 0754082141969
40010469 | 4913791 | DSX-PCTAC6KS | Fluke Networks DSX-PCTAC6KS Set of two Shielded Cat 6 Replacement Patch Cord Jacks | 442 | FN.N140 | 0754082141976
40010488 | 4329799 | DSX-PLA011S | Fluke Networks DSX-PLA011S DSX Tera Cat 7A/Class 7A Permanent Link Adapter Set | 1876 | FN.N140 | 0754082104599
40010507 | 4774277 | DSX-PLA804S | Fluke Networks DSX-PLA804S DSX2-8000 Cat 8 Permanent Link Adapter Set (2 stuks) | 2138 | FN.N140 | 0754082137221
40010526 | 4774315 | DSX-PLA-8-TERA-S | Fluke Networks DSX-PLA-8-TERA-S DSX-8000 Tera Cat 7A/Class 7A and Cat 8.2/Class II PLA Set | 2240 | FN.N140 | 0754082137269
40010545 | 4774344 | DSX-REFCAL2G | Fluke Networks DSX-REFCAL2G DSX-8000 Cat 8 Set Ref. Artifact for testing GG45 | 1061 | FN.N140 | 0754082137290
40010564 | 4329877 | DSX-REFMOD | Fluke Networks DSX-REFMOD DSX Set Reference Module | 823 | FN.N140 | 0754082104674
40010583 | 4913778 | DSX-USB-CBL | Fluke Networks DSX-USB-CBL USB Interface Cable (Standard to Micro B) | 95 | FN.N140 | 0754082141952
40010602 | 4140355 | FI1000-1.25-UTIP | Fluke Networks FI1000-1.25-UTIP 1.25mm Universal Video Probe Tip for Patch Cords | 162 | FN.N240 | 0754082095286
40010621 | 4140343 | FI1000-2.5-UTIP | Fluke Networks FI1000-2.5-UTIP 2.5mm Universal Video Probe Tip for Patch Cords | 162 | FN.N240 | 0754082095279
40010640 | 5132737 | FI1000-ADAPT-60 | Fluke Networks FI1000-ADAPT-60 60 Degree Camera Tip Adapter | 998 | FN.N240 | 0754082150640
40010659 | 4140328 | FI1000-E2KAPC-TIP | Fluke Networks FI1000-E2KAPC-TIP E2000 APC Bulkhead Video Probe Tip | 1078 | FN.N240 | 0754082095255
40010678 | 4708252 | FI1000-EXND-LC-TIP | Fluke Networks FI1000-EXND-LC-TIP Extended LC Bulkhead Video Probe Tip | 751 | FN.N240 | 0754082134282
40010697 | 5132728 | FI1000-LCAPC-BTIP | Fluke Networks FI1000-LCAPC-BTIP LC/APC Bulkhead Video Probe Tip | 1220 | FN.N240 | 0754082150633
40010716 | 5132719 | FI1000-LCAPC-PTIP | Fluke Networks FI1000-LCAPC-PTIP LC/APC Patchcord Probe Tip | 482 | FN.N240 | 0754082150626
40010735 | 4708265 | FI1000-LC-PCTIP | Fluke Networks FI1000-LC-PCTIP LC Video Probe Tip for Patch Cords | 403 | FN.N240 | 0754082134299
40010830 | 4140319 | FI1000-MU-TIP | Fluke Networks FI1000-MU-TIP MU Bulkhead Video Probe Tip | 162 | FN.N240 | 0754082095248
40010849 | 4140285 | FI1000-SCFC-TIP | Fluke Networks FI1000-SCFC-TIP SC and FC Bulkhead Video Probe Tip | 162 | FN.N240 | 0754082095217
40010906 | 4956024 | FI2-7000-NW INT | Fluke Networks FI2-7000-NW INT non Wirless Version | 5315 | FN.N210 | 0754082145080
40010925 | 5102145 | FI2-7300-NW INT | Fluke Networks FI2-7300-NW INT FiberInspector Ultra non-wireless version | 8197 | FN.NR230 | 0754082149972
40010944 | 4996225 | FI-3000 | Fluke Networks FI-3000 FiberInspector Ultra for Versiv and iOS and Android devices | 6423 | FN.NR230 | 0754082146889
40010963 | 4996387 | FI-3000-1000ADP | Fluke Networks FI-3000-1000ADP Single Fiber Adap. for FiberInspec. Ultra(compatible FI-1000 tips) | 584 | FN.N240 | 0754082147046
40010982 | 4996368 | FI-3000-HOLSTER | Fluke Networks FI-3000-HOLSTER Holster for the FI-3000 FiberInspector Ultra Probe | 112 | FN.N240 | 0754082147022
40011001 | 4996233 | FI-3000-NW | Fluke Networks FI-3000-NW FiberInspec. Ultra Versiv+12/24 UPC,APC MPO tips+singlefiber adap. | 6423 | FN.NR230 | 0754082146896
40011020 | 4996305 | FI-3000TP-AMPO12F | Fluke Networks FI-3000TP-AMPO12F MPO 12 or 24 APC tip for bulkheads | 372 | FN.N240 | 0754082146964
40011039 | 4996269 | FI-3000TP-UMPO12F | Fluke Networks FI-3000TP-UMPO12F MPO 12 or 24 UPC tip for bulkheads | 372 | FN.N240 | 0754082146926
40011058 | 4996284 | FI-3000TP-UMPO16F | Fluke Networks FI-3000TP-UMPO16F MPO 16 or 32 UPC tip for bulkheads | 372 | FN.N240 | 0754082146940
40011077 | 4812136 | FI-500-BATTERY | Fluke Networks FI-500-BATTERY Replacement battery set (2 NiMh AA) for FI-500 | 73 | FN.N240 | 0754082138389
40011096 | 4820289 | FI-500CP | Fluke Networks FI-500CP Replacement FI-500 camera | 2810 | FN.N210 | 0754082138778
40011115 | 4812149 | FI-500-PWR SUPPLY | Fluke Networks FI-500-PWR SUPPLY Replacement Power Supply for FI-500 | 140 | FN.N240 | 0754082138396
40011134 | 4812264 | FI-500TP-A125F | Fluke Networks FI-500TP-A125F Tip adapter for 1.25mm APC (LC) fiber end face connectors | 190 | FN.N240 | 0754082138518
40011153 | 4812258 | FI-500TP-A25F | Fluke Networks FI-500TP-A25F Tip adapter for 2.5mm APC (SC,FC,ST) fiber patch cords | 190 | FN.N240 | 0754082138501
40011172 | 4812273 | FI-500TP-AFCF | Fluke Networks FI-500TP-AFCF Tip adapter for FC APC bulkhead fiber connectors | 190 | FN.N240 | 0754082138525
40011191 | 4812247 | FI-500TP-ALCF | Fluke Networks FI-500TP-ALCF Tip adapter for LC APC bulkhead fiber connectors | 190 | FN.N240 | 0754082138495
40011210 | 4820292 | FI-500TP-APC | Fluke Networks FI-500TP-APC 4 APC Tip adapters incl. the FI500TP ASFC,ALCF,A25F,A125F | 814 | FN.N240 | 0754082138785
40011229 | 4812235 | FI-500TP-ASCF | Fluke Networks FI-500TP-ASCF Tip adapter for SC APC bulkhead fiber connectors | 184 | FN.N240 | 0754082138488
40011248 | 4812286 | FI-500TP-EXTS | Fluke Networks FI-500TP-EXTS Tip adapter for Extended LC bulkhead connectors, 46mm | 1473 | FN.N240 | 0754082138532
40011267 | 4812185 | FI-500TP-FCF | Fluke Networks FI-500TP-FCF Tip adapter for FC bulkhead fiber connectors | 172 | FN.N240 | 0754082138433
40011286 | 4812201 | FI-500TP-LCF | Fluke Networks FI-500TP-LCF Tip adapter for LC bulkhead fiber connectors | 172 | FN.N240 | 0754082138457
40011305 | 4812172 | FI-500TP-SCF | Fluke Networks FI-500TP-SCF Tip adapter for SC bulkhead fiber connectors | 172 | FN.N240 | 0754082138426
40011324 | 4812197 | FI-500TP-STF | Fluke Networks FI-500TP-STF Tip adapter for ST bulkhead fiber connectors | 172 | FN.N240 | 0754082138440
40011343 | 4812220 | FI-500TP-U125F | Fluke Networks FI-500TP-U125F Tip adapter for 1.25mm (LC) fiber patch cords | 172 | FN.N240 | 0754082138471
40011362 | 4812212 | FI-500TP-U25F | Fluke Networks FI-500TP-U25F Tip adapter for 2.5mm (SC,FC,ST) fiber patch cords | 172 | FN.N240 | 0754082138464
40011381 | 5020526 | FI-MPO-ARTIFACT | Fluke Networks FI-MPO-ARTIFACT Kit of 4 MPO Artifacts (for distributors only) | 1028 | FN.N240 | 0754082148609
40011400 | 3327057 | FINDFIBER | Fluke Networks FINDFIBER One (1) FindFiber Remote ID source | 323 | FN.N210 | 0754082063131
40011419 | 3327040 | FINDFIBER-6 | Fluke Networks FINDFIBER-6 Set of six (6) FindFiber Remote ID sources | 1950 | FN.N210 | 0754082063124
40011438 | 4774951 | FQM-100-M-VFL | Fluke Networks FQM-100-M-VFL Fiber QuickMap+SC/LC TRC+VisiFault | 3835 | FN.N210 | 0754082137573
40011457 | 4774960 | FQM-SFP-M | Fluke Networks FQM-SFP-M Fiber QuickMap+SC/SC,SC/LC TRC+VisiFault+Simpli Power Meter+MM Source | 6688 | FN.N210 | 0754082137580
40011495 | 4752486 | GLD3-CFP-100-M | Fluke Networks GLD3-CFP-100-M 3 year Gold Support Services for CFP-100-M | 5508 | FN.N750 | 0754082135906
40011533 | 4811036 | GLD3-CFP-100-MI | Fluke Networks GLD3-CFP-100-MI 3 years Gold Services for CFP-100-Mi | 6300 | FN.N750 | 0754082138341
40011552 | 4468674 | GLD3-CFP-100-Q | Fluke Networks GLD3-CFP-100-Q 3 year Gold Support Services for CFP-100-Q | 6804 | FN.N750 | 0754082114482
40011571 | 4735567 | GLD3-CFP-100-QI | Fluke Networks GLD3-CFP-100-QI 3 year Gold Support Services for CFP-100-Qi | 7524 | FN.N750 | 0754082135029
40011590 | 4752499 | GLD3-CFP-100-S | Fluke Networks GLD3-CFP-100-S 3 year Gold Support Services for CFP-100-S | 5868 | FN.N750 | 0754082135913
40011609 | 4811024 | GLD3-CFP-100-SI | Fluke Networks GLD3-CFP-100-SI 3 year Gold Support Services for CFP-100-Si | 6048 | FN.N750 | 0754082138334
40011628 | 4752523 | GLD3-CFP-MM-ADD | Fluke Networks GLD3-CFP-MM-ADD 3 year Gold Support Services for CFP-MM-ADD | 4104 | FN.N750 | 0754082135944
40011647 | 4468591 | GLD3-CFP-Q-ADD | Fluke Networks GLD3-CFP-Q-ADD 3 year Gold Support Services for CFP-Q-ADD | 5256 | FN.N750 | 0754082114406
40011666 | 4468600 | GLD3-CFP-Q-ADD-R | Fluke Networks GLD3-CFP-Q-ADD-R 3 year Gold Support Services for CFP-Q-ADD-R | 6192 | FN.N750 | 0754082114413
40011685 | 4752538 | GLD3-CFP-SM-ADD | Fluke Networks GLD3-CFP-SM-ADD 3 year Gold Support Services for CFP-SM-ADD | 4248 | FN.N750 | 0754082135951
40011704 | 4484030 | GLD3-CIQ | Fluke Networks GLD3-CIQ 3 year Gold Support Services for CableIQ Qualification Tester | 432 | FN.N750 | 0754082118299
40011723 | 5086366 | GLD3-DSX2-5-IE-K1 | Fluke Networks GLD3-DSX2-5-IE-K1 3 year Gold Support Services for DSX2-5-IE-K1 INT | 4284 | FN.N750 | 0754082149781
40011761 | 4467426 | GLD3-DSX-5000MI | Fluke Networks GLD3-DSX-5000MI 3 year Gold Support Services for DSX-5000Mi | 7200 | FN.N750 | 0754082113997
40011780 | 4813357 | GLD3-DSX-5000OI | Fluke Networks GLD3-DSX-5000OI 3 year Gold Services for DSX-5000Oi | 9072 | FN.N750 | 0754082138716
40011799 | 4752937 | GLD3-DSX-5000-PRO | Fluke Networks GLD3-DSX-5000-PRO 3 year Gold Support Services for DSX-5000-Pro | 22572 | FN.N750 | 0754082136026
40011818 | 4467459 | GLD3-DSX-5000QOI | Fluke Networks GLD3-DSX-5000QOI 3 year Gold Services for DSX-5000QOi | 12348 | FN.N750 | 0754082114024
40011837 | 4858775 | GLD3-DSX-8000MI | Fluke Networks GLD3-DSX-8000MI 3 year Gold Services for DSX-8000Mi or DSX-8000Mi-NW | 7200 | FN.N750 | 0754082140047
40011856 | 4858727 | GLD3-DSX-8000OI | Fluke Networks GLD3-DSX-8000OI 3 year Gold Services for DSX-8000Oi or DSX-8000Oi-NW | 9360 | FN.N750 | 0754082139997
40011875 | 4858748 | GLD3-DSX-8000PRO | Fluke Networks GLD3-DSX-8000PRO 3 year Gold Services for DSX-8000-PRO or DSX-8000-PRO-NW | 22572 | FN.N750 | 0754082140016
40011894 | 4858711 | GLD3-DSX-8000QI | Fluke Networks GLD3-DSX-8000QI 3 year Gold Services for DSX-8000Qi or DSX-8000Qi-NW | 9360 | FN.N750 | 0754082139980
40011913 | 4858730 | GLD3-DSX-8000QOI | Fluke Networks GLD3-DSX-8000QOI 3 year Gold Services for DSX-8000QOi or DSX-8000QOi-NW | 13824 | FN.N750 | 0754082140009
40011932 | 4864146 | GLD3-DSX-8-ADD | Fluke Networks GLD3-DSX-8-ADD 3 years Gold Services for DSX-8000-ADD | 3852 | FN.N750 | 0754082140177
40011951 | 4864154 | GLD3-DSX-8-ADD-R | Fluke Networks GLD3-DSX-8-ADD-R 3 years Gold Services for DSX-8000-ADD-R | 4176 | FN.N750 | 0754082140184
40011989 | 4468639 | GLD3-DSX-ADD | Fluke Networks GLD3-DSX-ADD 3 year Gold Support Services for DSX-ADD | 4176 | FN.N750 | 0754082114444
40012008 | 4468621 | GLD3-DSX-ADD-R | Fluke Networks GLD3-DSX-ADD-R 3 year Gold Support Services for DSX-ADD-R | 4824 | FN.N750 | 0754082114437
40012027 | 4468642 | GLD3-DSX-CFP-Q-ADD | Fluke Networks GLD3-DSX-CFP-Q-ADD 3 year Gold Support Services for DSX-CFP-Q-ADD | 8568 | FN.N750 | 0754082114451
40012103 | 5071900 | GLD3-FI-3000 | Fluke Networks GLD3-FI-3000 3 year Gold Support, FI-3000 | 2592 | FN.N750 | 0754082149347
40012160 | 5102192 | GLD3-FI-7300 | Fluke Networks GLD3-FI-7300 3 year Gold Support for FI-7300 FiberInspector Ultra | 3312 | FN.N750 | 0754082150015
40012179 | 4420710 | GLD3-FTK1000 | Fluke Networks GLD3-FTK1000 3 year Gold Support Services for FTK1000 SimpliFiber Pro Kit | 648 | FN.N750 | 0754082112136
40012198 | 5086693 | GLD3-FTK1200 | Fluke Networks GLD3-FTK1200 3 year Gold Support Services for FTK1200 SimpliFiber Pro Kit | 972 | FN.N750 | 0754082149804
40012217 | 4420705 | GLD3-FTK1300 | Fluke Networks GLD3-FTK1300 3 year Gold Support Services for FTK1300 SimpliFiber Pro Kit | 1080 | FN.N750 | 0754082112129
40012236 | 4420722 | GLD3-FTK2000 | Fluke Networks GLD3-FTK2000 3 year Gold Support Services for FTK2000 SimpliFiber Pro Kit | 1080 | FN.N750 | 0754082112143
40012255 | 4420671 | GLD3-FTK2100 | Fluke Networks GLD3-FTK2100 3 year Gold Support Services for FTK2100 SimpliFiber Pro Kit | 1332 | FN.N750 | 0754082112099
40012274 | 5258639 | GLD3-LIQ | Fluke Networks GLD3-LIQ 3 Years of Gold Support for one LinkIQ™ mainframe | 720 | FN.N750 | 0754082153375
40012312 | 4752412 | GLD3-MF-1550SMS | Fluke Networks GLD3-MF-1550SMS 3y Gold for MultiFiber Pro MM Source, MF1550SOURCE | 4608 | FN.N750 | 0754082135838
40012331 | 4752464 | GLD3-MF-MM850-1310 | Fluke Networks GLD3-MF-MM850-1310 3 year Gold Support Services for MultiFiber Pro MFTK-MM850-SM1310 | 7848 | FN.N750 | 0754082135883
40012350 | 4752473 | GLD3-MF-MM850-1550 | Fluke Networks GLD3-MF-MM850-1550 3 year Gold Support Services for MultiFiber Pro MFTK-MM850-SM1550 | 7848 | FN.N750 | 0754082135890
40012407 | 4472611 | GLD3-MFTK | Fluke Networks GLD3-MFTK 3 year Gold Support Services for MultiFiber Pro MFTK1200 or MFTK1400 | 4320 | FN.N750 | 0754082114888
40012426 | 4752447 | GLD3-MFTK-SM1310 | Fluke Networks GLD3-MFTK-SM1310 3 year Gold Support Services for MFTK-SM1310 | 6120 | FN.N750 | 0754082135869
40012445 | 4563241 | GLD3-MFTK-SM1310-S | Fluke Networks GLD3-MFTK-SM1310-S 3 year Gold Support Services for MFTK-SM1310-SM1550 | 9252 | FN.N750 | 0754082120773
40012464 | 4752458 | GLD3-MFTK-SM1550 | Fluke Networks GLD3-MFTK-SM1550 3 year Gold Support for MFTK-SM1550 | 6120 | FN.N750 | 0754082135876
40012483 | 4752311 | GLD3-OFP-100-M | Fluke Networks GLD3-OFP-100-M 3 year Gold Support Services for OptiFiber Pro Multimode (OFP-100-M) | 4500 | FN.N750 | 0754082135746
40012502 | 4752330 | GLD3-OFP-100-MI | Fluke Networks GLD3-OFP-100-MI 3y Gold for OptiFiber Pro MM+Inspection Cam | 5508 | FN.N750 | 0754082135760
40012521 | 4468304 | GLD3-OFP-100-Q | Fluke Networks GLD3-OFP-100-Q 3 year Gold Support Services for OptiFiber Pro Quad (OFP-100-Q) | 5508 | FN.N750 | 0754082114284
40012540 | 4468319 | GLD3-OFP-100-QI | Fluke Networks GLD3-OFP-100-QI 3y Gold for OptiFiber Pro Quad+Inspection Cam | 6048 | FN.N750 | 0754082114291
40012559 | 4752327 | GLD3-OFP-100-S | Fluke Networks GLD3-OFP-100-S 3 year Gold C378:K378Support Services for OFP-100-S | 4824 | FN.N750 | 0754082135753
40012578 | 4752348 | GLD3-OFP-100-SI | Fluke Networks GLD3-OFP-100-SI 3 year Gold C378:K378Support Services for OFP-100-Si | 5652 | FN.N750 | 0754082135777
40012597 | 4953300 | GLD3-OFP-200-S | Fluke Networks GLD3-OFP-200-S 3 year Gold Support Services for OFP-200-S or OFP-200-S-NW | 6012 | FN.N750 | 0754082143475
40012616 | 4953317 | GLD3-OFP-200-S14 | Fluke Networks GLD3-OFP-200-S14 3 year Gold Support Services for OFP-200-S1490 or OFP-200-S1490-NW | 6336 | FN.N750 | 0754082143482
40012635 | 4953388 | GLD3OFP-200S14-MOD | Fluke Networks GLD3OFP-200S14-MOD 3 year Gold Support Services for OFP-200-S1490-MOD | 5544 | FN.N750 | 0754082143550
40012654 | 4953321 | GLD3-OFP-200-S16 | Fluke Networks GLD3-OFP-200-S16 3 year Gold Support Services for OFP-200-S1625 or OFP-200-S1625-NW | 6372 | FN.N750 | 0754082143499
40012673 | 4953395 | GLD3OFP-200S16-MOD | Fluke Networks GLD3OFP-200S16-MOD 3 year Gold Support for OFP-200-S1625-MOD | 5652 | FN.N750 | 0754082143567
40012692 | 4953339 | GLD3-OFP-200-SI | Fluke Networks GLD3-OFP-200-SI 3 year Gold Support Services for OFP-200-Si | 7308 | FN.N750 | 0754082143505
40012711 | 4953342 | GLD3-OFP-200-SI14 | Fluke Networks GLD3-OFP-200-SI14 3 year Gold Support Services for OFP-200-Si1490 | 7632 | FN.N750 | 0754082143512
40012730 | 4953356 | GLD3-OFP-200-SI16 | Fluke Networks GLD3-OFP-200-SI16 3 year Gold Support Services for OFP-200-Si1625 | 7704 | FN.N750 | 0754082143529
40012749 | 4953374 | GLD3-OFP-200S-MOD | Fluke Networks GLD3-OFP-200S-MOD 3 year Gold Support Services for OFP-200-S-MOD | 5184 | FN.N750 | 0754082143543
40012787 | 4468337 | GLD3-OFP-CFP-QI | Fluke Networks GLD3-OFP-CFP-QI 3 year Gold for OptiFiber Pro&CertiFiber Pro Quad | 14292 | FN.N750 | 0754082114314
40012844 | 4752353 | GLD3-OFP-MOD-M | Fluke Networks GLD3-OFP-MOD-M 3 year Gold Support Services for OptiFiber Pro Multimode Module | 3996 | FN.N750 | 0754082135784
40012863 | 4468362 | GLD3-OFP-MOD-Q | Fluke Networks GLD3-OFP-MOD-Q 3 year Gold Support Services for OptiFiber Pro Quad Module | 4536 | FN.N750 | 0754082114345
40012882 | 4752366 | GLD3-OFP-MOD-S | Fluke Networks GLD3-OFP-MOD-S 3 year Gold Support Services for OptiFiber Pro Singlemode Module | 4248 | FN.N750 | 0754082135791
40012901 | 4468584 | GLD3-OFP-Q-ADD | Fluke Networks GLD3-OFP-Q-ADD 3 year Gold for OptiFiber Pro Quad Add | 4752 | FN.N750 | 0754082114390
40012939 | 4472627 | GLD3-SFPRO | Fluke Networks GLD3-SFPRO 3 year Gold Support Services for SimpliFiber Pro Source or Meter | 1080 | FN.N750 | 0754082114895
40012996 | 4752241 | GLD-CFP-100-M | Fluke Networks GLD-CFP-100-M 1 year Gold Support Services for CFP-100-M | 2040 | FN.N750 | 0754082135685
40013034 | 4468695 | GLD-CFP-100-Q | Fluke Networks GLD-CFP-100-Q 1 year Gold Support Services for CFP-100-Q | 2520 | FN.N750 | 0754082114505
40013053 | 4752252 | GLD-CFP-100-S | Fluke Networks GLD-CFP-100-S 1 year Gold Support Services for CFP-100-S | 2160 | FN.N750 | 0754082135692
40013072 | 4811013 | GLD-CFP-100-SI | Fluke Networks GLD-CFP-100-SI 1 year Gold Support Services for CFP-100-SI | 2232 | FN.N750 | 0754082138327
40013091 | 4752290 | GLD-CFP-MM-ADD | Fluke Networks GLD-CFP-MM-ADD 1 year Gold Support Services for CFP-MM-ADD | 1524 | FN.N750 | 0754082135722
40013110 | 4468718 | GLD-CFP-Q-ADD | Fluke Networks GLD-CFP-Q-ADD 1 year Gold Support Services for CFP-Q-ADD | 1956 | FN.N750 | 0754082114529
40013129 | 4752309 | GLD-CFP-SM-ADD | Fluke Networks GLD-CFP-SM-ADD 1 year Gold Support Services for CFP-SM-ADD | 1584 | FN.N750 | 0754082135739
40013148 | 5085973 | GLD-DSX2-5-IE-K1 | Fluke Networks GLD-DSX2-5-IE-K1 1 year Gold Support Services for DSX2-5-IE-K1 INT | 1596 | FN.N750 | 0754082149774
40013167 | 4735526 | GLD-DSX-5000M | Fluke Networks GLD-DSX-5000M 1 year Gold Support Services for DSX-5000M | 2004 | FN.N750 | 0754082134985
40013186 | 4467349 | GLD-DSX-5000MI | Fluke Networks GLD-DSX-5000MI 1 year Gold Support Services for DSX-5000Mi | 2664 | FN.N750 | 0754082113911
40013205 | 4813333 | GLD-DSX-5000OI | Fluke Networks GLD-DSX-5000OI 1 year Gold Services for DSX-5000Oi | 3360 | FN.N750 | 0754082138709
40013224 | 4752928 | GLD-DSX-5000-PRO | Fluke Networks GLD-DSX-5000-PRO 1 year Gold Services for DSX-5000-PRO | 8364 | FN.N750 | 0754082136019
40013243 | 4467372 | GLD-DSX-5000QOI | Fluke Networks GLD-DSX-5000QOI 1 year Gold Support Services for DSX-5000QOi | 4572 | FN.N750 | 0754082113942
40013262 | 4957012 | GLD-DSX-602 | Fluke Networks GLD-DSX-602 1-year Gold Services for DSX-602 (version with Channel Adapters only) | 948 | FN.N750 | 0754082145769
40013281 | 4858670 | GLD-DSX-8000MI | Fluke Networks GLD-DSX-8000MI 1 year Gold Support Services for DSX-8000Mi or DSX-8000Mi-NW | 2664 | FN.N750 | 0754082139942
40013300 | 4858696 | GLD-DSX-8000OI | Fluke Networks GLD-DSX-8000OI 1 year Gold Services for DSX-8000Oi or DSX-8000Oi-NW | 3468 | FN.N750 | 0754082139966
40013319 | 4858753 | GLD-DSX-8000PRO | Fluke Networks GLD-DSX-8000PRO 1 year Gold Services for DSX-8000-Pro or DSX-8000-Pro-NW | 8364 | FN.N750 | 0754082140023
40013338 | 4864122 | GLD-DSX-8-ADD | Fluke Networks GLD-DSX-8-ADD 1 year Gold Services for DSX-8000-ADD | 1416 | FN.N750 | 0754082140153
40013357 | 4864131 | GLD-DSX-8-ADD-R | Fluke Networks GLD-DSX-8-ADD-R 1 year Gold Services for DSX-8000-ADD-R | 1548 | FN.N750 | 0754082140160
40013376 | 4864187 | GLD-DSX8-CFPQADD/R | Fluke Networks GLD-DSX8-CFPQADD/R 1 year Gold Services for DSX-8-CFP-Q-ADD-R | 3060 | FN.N750 | 0754082140214
40013395 | 4864193 | GLD-DSX8-OFPQ-ADD | Fluke Networks GLD-DSX8-OFPQ-ADD 1 year Gold Support Services for DSX-8000-OFP-Q-ADD | 2964 | FN.N750 | 0754082140221
40013414 | 4467385 | GLD-DSX-ADD | Fluke Networks GLD-DSX-ADD 1 year Gold Support Services for DSX-ADD | 1548 | FN.N750 | 0754082113959
40013433 | 4467397 | GLD-DSX-ADD-R | Fluke Networks GLD-DSX-ADD-R 1 year Gold Support Services for DSX-ADD-R | 1776 | FN.N750 | 0754082113966
40013452 | 4467403 | GLD-DSX-CFP-Q-ADDR | Fluke Networks GLD-DSX-CFP-Q-ADDR 1 year Gold Support Services for DSX-CFP-Q-ADD-R | 3168 | FN.N750 | 0754082113973
40013471 | 4467415 | GLD-DSX-OFP-Q-ADD | Fluke Networks GLD-DSX-OFP-Q-ADD 1 year Gold Support Services for DSX-OFP-Q-ADD-R | 3036 | FN.N750 | 0754082113980
40013528 | 5071899 | GLD-FI-3000 | Fluke Networks GLD-FI-3000 1 year Gold Support, FI-3000 FiberInspector Ultra | 960 | FN.N750 | 0754082149330
40013604 | 5102189 | GLD-FI-7300 | Fluke Networks GLD-FI-7300 1 year Gold Services for FI-7300 FiberInspector Ultra | 1224 | FN.N750 | 0754082150008
40013680 | 4420615 | GLD-FTK1000 | Fluke Networks GLD-FTK1000 1 year Gold Support Services for FTK1000 SimpliFiber Pro Kit | 252 | FN.N750 | 0754082112075
40013699 | 5086687 | GLD-FTK1200 | Fluke Networks GLD-FTK1200 1 year Gold Support Services for FTK1200 SimpliFiber Pro Kit | 348 | FN.N750 | 0754082149798
40013718 | 4420603 | GLD-FTK1300 | Fluke Networks GLD-FTK1300 1 year Gold Support Services for FTK1300 SimpliFiber Pro Kit | 408 | FN.N750 | 0754082112068
40013737 | 4812339 | GLD-FTK-1375 | Fluke Networks GLD-FTK-1375 1 year Gold Support Services for FTK-1375 | 816 | FN.N750 | 0754082138563
40013756 | 4812342 | GLD-FTK-1475 | Fluke Networks GLD-FTK-1475 1 year Gold Services for FTK-1475 | 1200 | FN.N750 | 0754082138570
40013775 | 4420555 | GLD-FTK2100 | Fluke Networks GLD-FTK2100 1 year Gold Support Services for FTK2100 SimpliFiber Pro Kit | 588 | FN.N750 | 0754082112037
40013794 | 5258621 | GLD-LIQ | Fluke Networks GLD-LIQ 1 Year of Gold Support for one LinkIQ™ mainframe | 264 | FN.N750 | 0754082153368
40013813 | 4752169 | GLD-MF-1310SMS | Fluke Networks GLD-MF-1310SMS 1 year Gold for MultiFiber Pro SM Source, MF1310SOURCE | 1704 | FN.N750 | 0754082135609
40013832 | 4752178 | GLD-MF-1550SMS | Fluke Networks GLD-MF-1550SMS 1 year Gold for MultiFiber Pro SM Source, MF1550SOURCE | 1704 | FN.N750 | 0754082135616
40013851 | 4752229 | GLD-MF-MM850-1310 | Fluke Networks GLD-MF-MM850-1310 1 year Gold Support Services for MultiFiber Pro MFTK-MM850-SM1310 | 2916 | FN.N750 | 0754082135661
40013870 | 4752234 | GLD-MF-MM850-1550 | Fluke Networks GLD-MF-MM850-1550 1 year Gold Support Services for MultiFiber Pro MFTK-MM850-SM1550 | 2916 | FN.N750 | 0754082135678
40013946 | 4752207 | GLD-MFTK-SM1310 | Fluke Networks GLD-MFTK-SM1310 1 year Gold Support Services for MultiFiber Pro MFTK-SM1310 | 2256 | FN.N750 | 0754082135647
40013965 | 4563234 | GLD-MFTK-SM1310-SM | Fluke Networks GLD-MFTK-SM1310-SM 1 year Gold Support Services for MultiFiber Pro MFTK-SM1310-SM1550 | 3408 | FN.N750 | 0754082120766
40014003 | 4752080 | GLD-OFP-100-M | Fluke Networks GLD-OFP-100-M 1 year Gold Support Services for OptiFiber Pro Multimode (OFP-100-M) | 1656 | FN.N750 | 0754082135524
40014022 | 4752102 | GLD-OFP-100-MI | Fluke Networks GLD-OFP-100-MI 1 year Gold for OptiFiber Pro MM+Inspection Cam | 2052 | FN.N750 | 0754082135548
40014041 | 4752098 | GLD-OFP-100-S | Fluke Networks GLD-OFP-100-S 1 year Gold Support Services for OptiFiber Pro Singlemode (OFP-100-S) | 1776 | FN.N750 | 0754082135531
40014060 | 4752116 | GLD-OFP-100-SI | Fluke Networks GLD-OFP-100-SI 1 year Gold for OptiFiber Pro SM+Inspection Cam | 2100 | FN.N750 | 0754082135555
40014079 | 4953201 | GLD-OFP-200-S | Fluke Networks GLD-OFP-200-S 1 year Gold Support Services for OFP-200-S or OFP-200-S-NW | 2220 | FN.N750 | 0754082143376
40014098 | 4953212 | GLD-OFP-200-S14 | Fluke Networks GLD-OFP-200-S14 1 year Gold Support Services for OFP-200-S1490 or OFP-200-S1490-NW | 2352 | FN.N750 | 0754082143383
40014117 | 4953286 | GLD-OFP-200S14-MOD | Fluke Networks GLD-OFP-200S14-MOD 1 year Gold Support Services for OFP-200-S1490-MOD | 2064 | FN.N750 | 0754082143451
40014136 | 4953220 | GLD-OFP-200-S16 | Fluke Networks GLD-OFP-200-S16 1 year Gold Support Services for OFP-200-S1625 or OFP-200-S1625-NW | 2364 | FN.N750 | 0754082143390
40014155 | 4953299 | GLD-OFP-200S16-MOD | Fluke Networks GLD-OFP-200S16-MOD 1 year Gold Support Services for OFP-200-S1625-MOD | 2100 | FN.N750 | 0754082143468
40014174 | 4953235 | GLD-OFP-200-SI | Fluke Networks GLD-OFP-200-SI 1 year Gold Support Services for OFP-200-Si | 2700 | FN.N750 | 0754082143406
40014193 | 4953247 | GLD-OFP-200-SI14 | Fluke Networks GLD-OFP-200-SI14 1 year Gold Support Services for OFP-200-Si1490 | 2832 | FN.N750 | 0754082143413
40014212 | 4953258 | GLD-OFP-200-SI16 | Fluke Networks GLD-OFP-200-SI16 1 year Gold Support Services for OFP-200-Si1625 | 2856 | FN.N750 | 0754082143420
40014231 | 4953273 | GLD-OFP-200-S-MOD | Fluke Networks GLD-OFP-200-S-MOD 1 year Gold Support Services for OFP-200-S-MOD | 1932 | FN.N750 | 0754082143444
40014250 | 4752265 | GLD-OFP-CFP-MI | Fluke Networks GLD-OFP-CFP-MI 1 year Gold for OptiFiber Pro & CertiFiber Pro MM+Inspection Cam | 2628 | FN.N750 | 0754082135708
40014269 | 4467941 | GLD-OFP-CFP-QI | Fluke Networks GLD-OFP-CFP-QI 1 year Gold for OptiFiber Pro & CertiFiber Pro Quad+Inspection Cam | 5292 | FN.N750 | 0754082114116
40014288 | 4752283 | GLD-OFP-CFP-SI | Fluke Networks GLD-OFP-CFP-SI 1 year Gold for OptiFiber Pro & Certifiber Pro SM+Inspection Cam | 2676 | FN.N750 | 0754082135715
40014326 | 4752125 | GLD-OFP-MOD-M | Fluke Networks GLD-OFP-MOD-M 1 year Gold Support Services for OptiFiber Pro Multimode Module | 1476 | FN.N750 | 0754082135562
40014345 | 4467976 | GLD-OFP-MOD-Q | Fluke Networks GLD-OFP-MOD-Q 1 year Gold Support Services for OptiFiber Pro Quad Module (OFP-QUAD) | 1680 | FN.N750 | 0754082114147
40014364 | 4752133 | GLD-OFP-MOD-S | Fluke Networks GLD-OFP-MOD-S 1 year Gold Support Services for OptiFiber Pro Singlemode Module | 1584 | FN.N750 | 0754082135579
40014383 | 4468054 | GLD-OFP-Q-ADD | Fluke Networks GLD-OFP-Q-ADD 1 year Gold Support Services for OptiFiber Pro Quad Module | 1752 | FN.N750 | 0754082114185
40014402 | 4468093 | GLD-OFPQI-MFP | Fluke Networks GLD-OFPQI-MFP 1 year Gold for OptiFiber Pro Quad & MultiFiber Pro+Inspection Cam | 3564 | FN.N750 | 0754082114208
40014440 | 4472720 | GLD-SFPRO | Fluke Networks GLD-SFPRO 1 year Gold for SimpliFiber Pro Kit Power Meter or Light Source | 396 | FN.N750 | 0754082114994
40014535 | 3057463 | JR-ERGOHANDLE | Fluke Networks JR-ERGOHANDLE Jackrapid Ergonomic Handle | 55 | FN.N510 | 0754082058656
40014554 | 3093687 | JR-LEV-1 | Fluke Networks JR-LEV-1 Jackrapid Termination Tool (for Leviton 41106, 41108, 5G108) | 132 | FN.N510 | 0754082059219
40014573 | 3093756 | JR-LEV-1-H | Fluke Networks JR-LEV-1-H Jackrapid Replacement Blade Head (For Leviton 41106, 41108, 5G108) | 86 | FN.N510 | 0754082059271
40014592 | 3093721 | JR-ORT-2 | Fluke Networks JR-ORT-2 Jackrapid Termination Tool (for Otrtonics TJ5E00, TJ600, TJ610) | 132 | FN.N510 | 0754082059240
40014611 | 3093774 | JR-ORT-2-H | Fluke Networks JR-ORT-2-H Jackrapid Replacement Blade Head (For Ortronics TJ5E00,TJ600, TJ610) | 86 | FN.N510 | 0754082059295
40014668 | 3093813 | JR-SYS-UNI-1-H | Fluke Networks JR-SYS-UNI-1-H Jackrapid Replace Blade (MPS100E, C5, M1BH & UNJ600/500/300) | 86 | FN.N510 | 0754082059332
40014706 | 4020772 | LEAD-ABNP-100 | Fluke Networks LEAD-ABNP-100 Test lead ABN with piercing pin clips for: TS100, TS100 PRO | 144 | FN.N510 | 0754082090847
40014725 | 4057677 | LEAD-ALIG-100 | Fluke Networks LEAD-ALIG-100 Test Lead with alligator clips for TS100, TS100 PRO | 144 | FN.N510 | 0754082091882
40014744 | 3781649 | LEAD-ALIG-CLP | Fluke Networks LEAD-ALIG-CLP Test Lead with alligator clips for TS54, TS53, TS23 | 109 | FN.N510 | 0754082081876
40014763 | 3781651 | LEAD-BANA-CLP | Fluke Networks LEAD-BANA-CLP Test Lead 4mm + XL alligator test probe for TS53, TS53, TS23 | 109 | FN.N510 | 0754082081883
40014782 | 3781613 | LEAD-CO-346A | Fluke Networks LEAD-CO-346A Test Lead Central Office 346A Plug for: TS54, TS53 & TS23 | 54 | FN.N510 | 0754082081845
40014801 | 3781608 | LEAD-PIRC-PIN | Fluke Networks LEAD-PIRC-PIN Test Lead with Piercing Pin Clips for: TS54, TS53 & TS23 | 72 | FN.N510 | 0754082081838
40014820 | 4417084 | MF1310SOURCE | Fluke Networks MF1310SOURCE MultiFiber Pro Singlemode Source, 1310nm | 11436 | FN.NR230 | 0754082111559
40014839 | 4417091 | MF1550SOURCE | Fluke Networks MF1550SOURCE MultiFiber Pro Singlemode Source, 1550nm | 11436 | FN.NR230 | 0754082111566
40014858 | 4093259 | MFMultimodeSOURCE | Fluke Networks MFMultimodeSOURCE MultiFiber Pro Multimode Source, 850nm | 5992 | FN.NR230 | 0754082092780
40014877 | 4093232 | MFPOWERMETER | Fluke Networks MFPOWERMETER MultiFiber Pro Power Meter | 7169 | FN.NR230 | 0754082092773
40014896 | 4417126 | MFTK-MM850-SM1310 | Fluke Networks MFTK-MM850-SM1310 MultiFiber Pro Kit: MPO Power Meter Source+850/1310nm Sources | 21015 | FN.NR230 | 0754082111597
40014915 | 4417103 | MFTK-SM1310 | Fluke Networks MFTK-SM1310 MultiFiber Pro Kit:MPO Power Meter Source+1310nm Source | 16488 | FN.NR230 | 0754082111573
40014934 | 4417115 | MFTK-SM1550 | Fluke Networks MFTK-SM1550 MultiFiber Pro Kit:MPO Power Meter Source+1550nm Source | 16488 | FN.NR230 | 0754082111580
40014972 | 4322746 | MRC-50EFC-SCFCKIT | Fluke Networks MRC-50EFC-SCFCKIT MM Encircled Flux Test Reference Cord kit for testing 50µm SC/FC | 596 | FN.N240 | 0754082104148
40014991 | 4322644 | MRC-50-FCFC | Fluke Networks MRC-50-FCFC Multimode Test Reference Cord (TRC), 2m, 50 µm, FC/FC | 69 | FN.N240 | 0754082104049
40015029 | 4496946 | MRC-50-SCSC-0.3M | Fluke Networks MRC-50-SCSC-0.3M Multimode Test Reference Cord (TRC) for OTDR port, 0.3m, 50 µm, SC/SC | 96 | FN.N240 | 0754082118664
40015067 | 4496954 | MRC-62.5-SCSC-0.3M | Fluke Networks MRC-62.5-SCSC-0.3M MM Test Reference Cord for OTDR port,0.3m,62.5 µm,SC/SC | 96 | FN.N240 | 0754082118671
40015086 | 4322768 | MRC-625EFC-SCFCKIT | Fluke Networks MRC-625EFC-SCFCKIT MM Encircled Flux Test Reference Cord kit for testing 62.5µm SC/FC | 596 | FN.N240 | 0754082104162
40015105 | 4322680 | MRC-625-FCFC | Fluke Networks MRC-625-FCFC Multimode Test Reference Cord (TRC), 2m, 62.5 µm, FC/FC | 67 | FN.N240 | 0754082104087
40015124 | 4500068 | NFA-E2K-SINGLE | Fluke Networks NFA-E2K-SINGLE E2K Adapter For OLTS Testing (1) | 243 | FN.N240 | 0754082118787
40015143 | 2800138 | NFC-KIT-BOX | Fluke Networks NFC-KIT-BOX Fiber Optic Cleaning Supplies: Cube, Pen, 2.5 Swabs, 5 Cards | 135 | FN.N240 | 0754082055372
40015162 | 4148408 | NF-MM-DEMO | Fluke Networks NF-MM-DEMO Multimode Fiber Demo Artifact, 50µm | 1525 | FN.N240 | 0754082095781
40015181 | 4952973 | OFP-200-S1490-MOD | Fluke Networks OFP-200-S1490-MOD OFP HDR Replacement module (1310nm, 1550nm and 1490 nm) | 13790 | FN.NR230 | 0754082143147
40015200 | 4952986 | OFP-200-S1625-MOD | Fluke Networks OFP-200-S1625-MOD OFP HDR Replacement module (1310nm, 1550nm and 1625 nm) | 14048 | FN.NR230 | 0754082143154
40015219 | 4952964 | OFP-200-S-MOD | Fluke Networks OFP-200-S-MOD OFP HDR Replacement module (1310 nm and 1550 nm) | 12930 | FN.NR230 | 0754082143130
40015238 | 4955306 | OFP2-100-MI INT | Fluke Networks OFP2-100-MI INT OptiFiber Pro V2 MM OTDR tester+FI-1000+Launch Fibers | 13748 | FN.NR200 | 0754082144366
40015257 | 4955404 | OFP2-100Q/GLD INT | Fluke Networks OFP2-100Q/GLD INT OFP2-100-Q INT + 1 year Gold Services | 15309 | FN.NR200 | 0754082144465
40015276 | 4955462 | OFP2-100QI/GLD INT | Fluke Networks OFP2-100QI/GLD INT OptiFiber Pro V2 Quad(MM/SM) OTDR tester+FI-1000+Launch Fibers+1 year Gold | 16706 | FN.NR200 | 0754082144526
40015295 | 4955389 | OFP2-100-Q-NW INT | Fluke Networks OFP2-100-Q-NW INT, non-Wireless version | 13762 | FN.NR200 | 0754082144441
40015314 | 4955586 | OFP2-100-SI INT | Fluke Networks OFP2-100-SI INT OptiFiber Pro V2 SM OTDR tester+FI-1000+Launch Fibers | 14113 | FN.NR200 | 0754082144649
40015333 | 4952999 | OFP2-200-DEMO-KIT | Fluke Networks OFP2-200-DEMO-KIT Optifiber Pro V2 HDR Demo Kit for 1310nm,1550nm&1625 nm | 17641 | FN.NR230 | 0754082143161
40015352 | 4952624 | OFP2-200-S INT | Fluke Networks OFP2-200-S INT Optifiber Pro V2 HDR SM OTDR tester for SM 1310nm&1550nm | 14411 | FN.NR230 | 0754082142799
40015371 | 4952636 | OFP2-200-S1490 INT | Fluke Networks OFP2-200-S1490 INT Optifiber Pro V2 HDR SM OTDR tester for 1310nm,1550nm&1490nm | 15168 | FN.NR230 | 0754082142805
40015390 | 4952649 | OFP2-200-S1625 INT | Fluke Networks OFP2-200-S1625 INT Optifiber Pro V2 HDR SM OTDR tester for 1310nm,1550nm&1625nm | 15290 | FN.NR230 | 0754082142812
40015409 | 4952651 | OFP2-200-SI INT | Fluke Networks OFP2-200-SI INT Optifiber Pro V2 HDR SM OTDR tester for 1310nm&1550nm+FI-1000 | 17559 | FN.NR230 | 0754082142829
40015447 | 4952732 | OFP2-200-SI14/GINT | Fluke Networks OFP2-200-SI14/GINT OFP2-200-SI14/GINT + 1 year Gold Support Services | 20380 | FN.NR230 | 0754082142904
40015466 | 4952660 | OFP2-200-SI1490INT | Fluke Networks OFP2-200-SI1490INT Optifiber Pro V2 HDR SM OTDR tester for 1310nm,1550nm&1490nm+FI-1000 | 18319 | FN.NR230 | 0754082142836
40015485 | 4952744 | OFP2-200-SI16/GINT | Fluke Networks OFP2-200-SI16/GINT OFP2-200-SI1625INT + 1 year Gold Support | 20519 | FN.NR230 | 0754082142911
40015504 | 4952672 | OFP2-200-SI1625INT | Fluke Networks OFP2-200-SI1625INT Optifiber Pro V2 HDR SM OTDR tester for 1310nm,1550nm&1625nm+FI-1000 | 18440 | FN.NR230 | 0754082142843
40015523 | 4955629 | OFP2-CFP-QI INT | Fluke Networks OFP2-CFP-QI INT OptiFiber Pro Quad OTDR+CertiFiber Pro Quad OLTS+FI-1000 | 35495 | FN.NR200 | 0754082144687
40015542 | 4114628 | OFP-QUAD | Fluke Networks OFP-QUAD OptiFiber Pro Quad (Multi- and Singlemode) Module | 11245 | FN.NR200 | 0754082093916
40015561 | 4114619 | OFP-SM | Fluke Networks OFP-SM OptiFiber Pro Singlemode Module | 10621 | FN.NR200 | 0754082093909
40015580 | 4953006 | OFP-SM-ARTIFACT | Fluke Networks OFP-SM-ARTIFACT SM artifact box | 3277 | FN.N240 | 0754082143178
40015599 | 2359018 | P1980009 | Fluke Networks P1980009 TS19 Line Cord, RJ11 to bed of nails | 114 | FN.N510 | 0754082039761
40015618 | 2359895 | P3080001 | Fluke Networks P3080001 087724767001 TS30/120 Pin Piercing | 72 | FN.N510 | 0754082039853
40015637 | 2359901 | P3080009 | Fluke Networks P3080009 087724767001 TS30/120 Angled/Pin | 110 | FN.N510 | 0754082039860
40015656 | 2359920 | P3218024 | Fluke Networks P3218024 Line Cord with Straight Bed-of-Nails Clips Comp. for TS22A&TS25D test sets | 72 | FN.N510 | 0754082039877
40015675 | 2359947 | P3218028 | Fluke Networks P3218028 TS20 Series Line Cord Standard | 108 | FN.N510 | 0754082039891
40015694 | 2360147 | P3218234 | Fluke Networks P3218234 TS20 Series Line Cord Angled Bed-of-Nails | 108 | FN.N510 | 0754082039907
40015713 | 2360337 | P3218442 | Fluke Networks P3218442 Line Cord 471A Plug with Alligator Clip | 104 | FN.N510 | 0754082035848
40015732 | 2360621 | P4080248 | Fluke Networks P4080248 Belt Clip, TS4X, Replacement, Locking | 45 | FN.N510 | 0754082039921
40015751 | 2360639 | P4080249 | Fluke Networks P4080249 Belt Clip TS4X Series | 12 | FN.N510 | 0754082039938
40015770 | 2360867 | P4480001 | Fluke Networks P4480001 TS52/44 Replacement Cord with Angled Piercing Pin Clips | 80 | FN.N510 | 0754082039945
40015789 | 2360871 | P4480004 | Fluke Networks P4480004 TS52/44 Replacement Cord with 36A Plug | 105 | FN.N510 | 0754082039952
40015808 | 2360880 | P4480008 | Fluke Networks P4480008 TS52/44 Replacement Cord with ABN Only | 110 | FN.N510 | 0754082039969
40015827 | 2360898 | P4480009 | Fluke Networks P4480009 TS52/44 Replacement Cord with ABN Piercing Pin | 80 | FN.N510 | 0754082039976
40015846 | 2360906 | P4480RJ9 | Fluke Networks P4480RJ9 Replace line with Angled Bed-of-Nails/piercing Pin Clip & RJ11 voor TS52/44/42 | 121 | FN.N510 | 0754082039983
40015865 | 4119267 | PA-FC | Fluke Networks PA-FC OTDR Source Port Interchangeable FC Adapter | 427 | FN.N240 | 0754082094425
40015884 | 4962063 | PRO3000F50 | Fluke Networks PRO3000F50 Pro3000F Filtered Probe (50 Hz) | 193 | FN.N510 | 0754082146018
40016055 | 5011591 | QC-MPO-12/24-1P | Fluke Networks QC-MPO-12/24-1P QuickClean Cleaner MPO 12/24 Fiber, Single Pack | 162 | FN.N240 | 0754082148197
40016074 | 5011600 | QC-MPO-12/24-5P | Fluke Networks QC-MPO-12/24-5P QuickClean Cleaner MPO 12/24 Fiber, 5 Pack | 703 | FN.N240 | 0754082148203
40016093 | 5011617 | QC-MPO-16/32-1P | Fluke Networks QC-MPO-16/32-1P QuickClean Cleaner MPO 16/32 Fiber, Single Pack | 162 | FN.N240 | 0754082148210
40016112 | 5011621 | QC-MPO-16/32-5P | Fluke Networks QC-MPO-16/32-5P QuickClean Cleaner MPO 16/32 Fiber, 5 Pack | 703 | FN.N240 | 0754082148227
40016131 | 5235819 | REMOTEID-1 | Fluke Networks REMOTEID-1 Replacement Remote Identifier #1 for LinkIQ™ | 64 | FN.N410 | 0754082152620
40016150 | 4417835 | SBKC-MPOAPCU-LCAP | Fluke Networks SBKC-MPOAPCU-LCAP 1m Breakout Cord for SM MPOAPC Unpinned LCAPC Connector | 1023 | FN.N240 | 0754082111726
40016169 | 4417847 | SBKC-MPOAPCU-SCAPC | Fluke Networks SBKC-MPOAPCU-SCAPC 1m Breakout Cord for SM MPOAPC Unpinned SCAPC Connector | 1023 | FN.N240 | 0754082111733
40016188 | 3469770 | SFMultimodeSOURCE | Fluke Networks SFMultimodeSOURCE SimpliFiber Pro Multimode 850/1300nm Source | 1660 | FN.N210 | 0754082068983
40016207 | 4953077 | SMC9-E2KAPC/E2KAPC | Fluke Networks SMC9-E2KAPC/E2KAPC Singlemode 9 µm Launch Cord (160m) voor de E2KAPC/E2KAPC | 452 | FN.N240 | 0754082143246
40016226 | 4953061 | SMC-9-FCAPC/FCAPC | Fluke Networks SMC-9-FCAPC/FCAPC Singlemode 9 µm Launch Cord (160m) voor de FCAPC/FCAPC | 452 | FN.N240 | 0754082143239
40016245 | 4496905 | SMC-9-FCFC | Fluke Networks SMC-9-FCFC Singlemode 9 µm Launch Cable, FC/FC | 453 | FN.N240 | 0754082118626
40016283 | 4496878 | SMC-9-LCLC | Singlemode 9 µm Launch Cable, LC/LC | 347 | FN.N240 | 0754082118596
40016302 | 4953045 | SMC-9-SCAPC/E2KAPC | Fluke Networks SMC-9-SCAPC/E2KAPC Singlemode 9 µm Launch Cord (160m) for SCAPC/E2KAPC | 452 | FN.N240 | 0754082143215
40016321 | 4953108 | SMC-9-SCAPC/FC | Fluke Networks SMC-9-SCAPC/FC Singlemode 9 µm Launch Cord (160m) voor de SCAPC/FCUPC | 452 | FN.N240 | 0754082143277
40016340 | 4953038 | SMC-9-SCAPC/FCAPC | Fluke Networks SMC-9-SCAPC/FCAPC Singlemode 9 µm Launch Cord (160m) voor de SCAPC/FCAPC | 452 | FN.N240 | 0754082143208
40016397 | 4953014 | SMC-9-SCAPC/SCAPC | Fluke Networks SMC-9-SCAPC/SCAPC Singlemode 9 µm Launch Cord (160m) voor de SCAPC/SCAPC | 452 | FN.N240 | 0754082143185
40016416 | 4953113 | SMC-9-SCAPC/ST | Fluke Networks SMC-9-SCAPC/ST Singlemode 9 µm Launch Cord (160m) voor de SCAPC/STUPC | 452 | FN.N240 | 0754082143284
40016435 | 4116413 | 4116413 | Fluke Networks SMC-9-SCE2KAPC Singlemode Launch Cable, 9µm, SC/E2000APC | 453 | FN.N240 | 0754082094364
40016454 | 4139282 | 4139282 | Fluke Networks SMC-9-SCFCAPC Singlemode Launch Cable, 9µm, SC/FCAPC | 453 | FN.N240 | 0754082095132
40016473 | 4139275 | 4139275 | Fluke Networks SMC-9-SCSCAPC Singlemode Launch Cable, 9µm, SC/SCAPC | 453 | FN.N240 | 0754082095125
40016492 | 4823131 | SOFTCASE-1R | Fluke Networks SOFTCASE-1R Softcase 8X6X2.5 inches (20X5X7 cm) with Strap | 38 | FN.N240 | 0754082138891
40016511 | 4817186 | SOFTCASE-2R | Fluke Networks SOFTCASE-2R Softcase for FiberInspector Micro 27.5X20X7 cm with 62CM Strap | 68 | FN.N240 | 0754082138747
40016530 | 4364132 | SRC-9-FCFC | Fluke Networks SRC-9-FCFC Singlemode Test Reference Cord (TRC), 2m, FC/FC | 69 | FN.N240 | 0754082108900
40016587 | 4953151 | SRC-9-SCAPC/E2KAPC | Fluke Networks SRC-9-SCAPC/E2KAPC Singlemode Test Reference Cord(TRC) (2m) for testing SCAPC/E2KAPC | 80 | FN.N240 | 0754082143321
40016606 | 4953149 | SRC-9-SCAPC/FCAPC | Fluke Networks SRC-9-SCAPC/FCAPC Singlemode Test Reference Cord (TRC) 2m for testing SCAPC/FCAPC | 80 | FN.N240 | 0754082143314
40016644 | 4953124 | SRC-9-SCAPC/SCAPC | Fluke Networks SRC-9-SCAPC/SCAPC Singlemode Test Reference Cord(TRC) 2m for testing SCAPC/SCAPC | 80 | FN.N240 | 0754082143291
40016682 | 4953160 | SRC9SCAPCSCAPC0.3M | Fluke Networks SRC9SCAPCSCAPC0.3M Singlemode 9 µm Test Reference Cord(TRC) 0.3m for OTDR port protector (SCAPC/SCAPC) | 95 | FN.N240 | 0754082143338
40016701 | 4953197 | SRC9SCAPCSCUPC0.3M | Fluke Networks SRC9SCAPCSCUPC0.3M Singlemode 9 µm Test Reference Cord(TRC) 0.3m for OTDR port protector (SCAPC/SCUPC) | 96 | FN.N240 | 0754082143369
40016720 | 4335634 | SRC-9-SCE2KAPCKIT | Fluke Networks SRC-9-SCE2KAPCKIT Singlemode Simplex Test Reference Cord (TRC) Kit, SC/E2K APC | 909 | FN.N240 | 0754082105855
40016739 | 4335586 | SRC-9-SCFC-KIT | Fluke Networks SRC-9-SCFC-KIT Singlemode Test Reference Cord (TRC) Kit, 2m, (2) SC/FC, (2) FC/FC | 260 | FN.N240 | 0754082105817
40016815 | 4496968 | SRC-9-SCSC-0.3M | Fluke Networks SRC-9-SCSC-0.3M Singlemode Test Reference Cord for OTDR port, 0.3m, 9µm, SC/SC | 96 | FN.N240 | 0754082118688
40016834 | 4774913 | SRC-9-SCSCAPC | Fluke Networks SRC-9-SCSCAPC Singlemode Test Reference Cord (TRC), 2m, SC/SCAPC | 69 | FN.N240 | 0754082137535
40016853 | 4335618 | SRC-9-SCSCAPCKIT | Fluke Networks SRC-9-SCSCAPCKIT Singlemode Simplex Test Reference Cord (TRC) Kit, SC/SC APC | 260 | FN.N240 | 0754082105831
40016872 | 4364144 | SRC-9-STST | Fluke Networks SRC-9-STST Singlemode Test Reference Cord (TRC), 2m, ST/ST | 69 | FN.N240 | 0754082108917
40016891 | 4363832 | TRC-CASE | Fluke Networks TRC-CASE Carrying Case for Test Reference Cords | 79 | FN.N240 | 0754082108832
40016910 | 4157621 | TRC-MPO-PP-B | Fluke Networks TRC-MPO-PP-B 1m Test Cord MPO/MPO, Pin/Pin, Type B Polarity | 312 | FN.N240 | 0754082096993
40016929 | 4157639 | TRC-MPO-UP-B | Fluke Networks TRC-MPO-UP-B 1m Test Cord MPO/MPO, Unpin/Pin, Type B Polarity | 312 | FN.N240 | 0754082097006
40016948 | 4157642 | TRC-MPO-UU-B | Fluke Networks TRC-MPO-UU-B 0,3m Test Cord MPO/MPO, Unpin/Unpin, Type B Polarity | 312 | FN.N240 | 0754082097013
40016967 | 4417796 | TRC-SM-MPOAPC-PP-A | Fluke Networks TRC-SM-MPOAPC-PP-A 1m Singlemode TRC,MPOAPC/MPOAPC,Pin/Pin,Type A | 312 | FN.N240 | 0754082111719
40016986 | 4418032 | TRC-SM-MPOAPC-UP-A | Fluke Networks TRC-SM-MPOAPC-UP-A 1m Singlemode TRC,MPOAPC/MPOAPC,Unpin/Pin,Type A | 312 | FN.N240 | 0754082111764
40017005 | 4418044 | TRC-SM-MPOAPC-UU-A | Fluke Networks TRC-SM-MPOAPC-UU-A 0.3m 9µm Singlemode TRC,MPOAPC/MPOAPC,Unpin/Unpin,Type A | 312 | FN.N240 | 0754082111771
40017043 | 4955148 | VERSIV2-M INTL | Fluke Networks VERSIV2-M INTL Versiv2 Main Replacement Unit, Wi-Fi enabled | 3634 | FN.N140 | 0754082144205
40017062 | 5133484 | VERSIV2-M-NW INT | Fluke Networks VERSIV2-M-NW INT Versiv2 Main Replacement Unit - non wireless model | 3634 | FN.N140 | 0754082150749
40017081 | 4955153 | VERSIV2-RU | Fluke Networks VERSIV2-RU Versiv2 Remote Replacement Unit | 2504 | FN.N140 | 0754082144212
40017100 | 5003584 | VERSIV-FIELD-CASE | Fluke Networks VERSIV-FIELD-CASE Versiv Field Case | 192 | FN.N140 | 0754082147558
40017119 | 4497182 | VERSIV-SM-CASE | Fluke Networks VERSIV-SM-CASE Versiv Small Carrying Case (holds FI-7000) | 165 | FN.N140 | 0754082118732
40017138 | 4345976 | VERSIV-STRP | Fluke Networks VERSIV-STRP Versiv Strap Kit | 99 | FN.N140 | 0754082105886
40017157 | 4329892 | VERSIV-TSET | Fluke Networks VERSIV-TSET Versiv Headphones | 74 | FN.N140 | 0754082104698
40017176 | 5015163 | VERSIV-XL-CASE | Fluke Networks VERSIV-XL-CASE Versiv XL Case | 309 | FN.N140 | 0754082148432
40017195 | 4330167 | VSV-FIBER-DEMO-KIT | Fluke Networks VSV-FIBER-DEMO-KIT Versiv Fiber Demo Kit | 2720 | FN.N240 | 0754082104735
40027379 | 5317262 | FiberLert-125 | Fluke Networks FiberLert-125 Fiber Light Detector | 144 | FN.N210 | 0195112035665
40027986 | 5315175 | FLK-TRUTEST-ADV-M5 | Fluke FLK-TRUTEST-ADV-M5 Fluke TruTest Software License Code - Advanced - 5 workstations | 2161 | FL.L-050 | 0195112034996
40028005 | 5315182 | FLK-TRUTEST-ADV-M10 | Fluke FLK-TRUTEST-ADV-M10 Fluke TruTest Software License Code - Advanced - 10 workstations | 4323 | FL.L-050 | 0195112035009
40028024 | 5315194 | FLK-TRUTEST-LITE-M5 | Fluke FLK-TRUTEST-LITE-M5 Fluke TruTest Software License Code - Lite - 5 workstations | 1348 | FL.L-050 | 0195112035016
40028043 | 5315203 | FLK-TRUTES-LITE-M10 | Fluke FLK-TRUTES-LITE-M10 Fluke TruTest Software License Code - Lite - 10 workstations | 2552 | FL.L-050 | 0195112035023
40028062 | 5317684 | 6500-2 NL FTT KIT 2 | Fluke 6500-2 NL FTT Kit2 Draagbare apparatentester kit inclusief koffer, meetsnoeren en TruTest Software | 3133 | FL.L-050 | 0195112035696
40028081 | 5317706 | 1662 SCH FTT KIT | Fluke 1662 SCH FTT KIT installatietester 1662 met FTT Trutest software | 1240 | FL.L-050 | 0195112035719
40028100 | 5317745 | 1663 SCH FTT KIT | Fluke 1663 SCH FTT KIT, INSTALLATION TESTER + TRUTEST | 2113 | FL.L-050 | 0195112035757
40028519 | 5235156 | 5235156 | Fluke Networks MMC-50-LCLC-M Multimode 50UM Launch Cable 105M (LC/LC), Metal | 404 | FN.N240 | 0754082152330
40028538 | 5235139 | MMC-50-SCLC-M | Fluke Networks MMC-50-SCLC-M Multimode 50um Launch Cable 105M (SC/LC), Metal | 404 | FN.N240 | 0754082152316
40028557 | 5235163 | MMC-62.5-LCLC-M | Fluke Networks MMC-62.5-LCLC-M Multimode 62.5UM Launch Cable 105M (LC/LC), Metal | 404 | FN.N240 | 0754082152347
40028576 | 5235142 | 5235142 | Fluke Networks MMC-62-SCLC-M Multimode 62.5UM Launch Cable 105M (SC/LC), Metal | 404 | FN.N240 | 0754082152323
40028595 | 5235454 | MRC-50EFC-SCLCKITM | Fluke Networks MRC-50EFC-SCLCKITM Multimode 50UM EF TRC KIT EM (2 SC/LC, 2 LC/LC), Metal | 531 | FN.N240 | 0754082152521
40028614 | 5235431 | MRC-50-EFC-SCLC-M | Fluke Networks MRC-50-EFC-SCLC-M Multimode 50UM EF TRC 2M (SC/LC), Metal | 212 | FN.N240 | 0754082152507
40028633 | 5235371 | MRC-50-LCLC-0.3M-M | Fluke Networks MRC-50-LCLC-0.3M-M Multimode 50UM TRC 0.3M for OTDR port (LC/LC), Metal | 110 | FN.N240 | 0754082152446
40028652 | 5235479 | MRC-50-LCLC-M | Fluke Networks MRC-50-LCLC-M Multimode 50UM TRC 2M (LC/LC), Metal | 96 | FN.N240 | 0754082152545
40028671 | 5235380 | MRC-62.5-LCLC.3M-M | Fluke Networks MRC-62.5-LCLC.3M-M Multimode 62.5UM TRC 0.3M for OTDR port (LC/LC), Metal | 110 | FN.N240 | 0754082152453
40028690 | 5235446 | MRC-625-EFC-SCLC-M | Fluke Networks MRC-625-EFC-SCLC-M Multimode 62.5UM EF TRC 2M (SC/LC), Metal | 212 | FN.N240 | 0754082152514
40028709 | 5235487 | MRC-625-LCLC-M | Fluke Networks MRC-625-LCLC-M Multimode 62.5UM TRC 2M (LC/LC), Metal | 96 | FN.N240 | 0754082152552
40028728 | 5235468 | MRC-62EFC-SCLCKITM | Fluke Networks MRC-62EFC-SCLCKITM Multimode 62.5UM EF TRC KIT EM (2 SC/LC, 2 LC/LC), Metal | 531 | FN.N240 | 0754082152538
40028747 | 5235214 | 5235214 | Fluke Networks SMC-9-LCAPC/LCAPCM Singlemode Launch Cord 160M (LCAPC/LCAPC), Metal | 404 | FN.N240 | 0754082152392
40028766 | 5235195 | 5235195 | Fluke Networks SMC-9-LCLC-M Singlemode Launch Cable 160M (LC/LC), Metal | 404 | FN.N240 | 0754082152378
40028785 | 5235206 | SMC-9-SCAPC/LCAPCM | Fluke Networks SMC-9-SCAPC/LCAPCM Singlemode Launch Cord 160M (SCAPC/LCAPC), Metal | 404 | FN.N240 | 0754082152385
40028804 | 5235223 | 5235223 | Fluke Networks SMC-9-SCAPC/LC-M Singlemode Launch Cord 160M (SCAPC/LCUPC), Metal | 404 | FN.N240 | 0754082152408
40028823 | 5235188 | SMC-9-SCLCAPC-M | Fluke Networks SMC-9-SCLCAPC-M Singlemode Launch Cable 160M (SC/LCAPC), Metal | 404 | FN.N240 | 0754082152361
40028842 | 40028842 | 40028842 | Fluke Networks SMC-9-SCLC-M Singlemode Launch Cable 160M (SC/LC), Metal | 404 | FN.N240 | 0754082152354
40028861 | 5235398 | SRC-9-LCLC-0.3M-M | Fluke Networks SRC-9-LCLC-0.3M-M Singlemode TRC 0.3M for OTDR port (LC/LC), Metal | 96 | FN.N240 | 0754082152460
40028880 | 5235541 | SRC-9-LCLCAPC-M | Fluke Networks SRC-9-LCLCAPC-M Singlemode TRC 2M (LC-LCAPC), Metal | 96 | FN.N240 | 0754082152613
40028899 | 5235529 | SRC-9-LCLC-M | Fluke Networks SRC-9-LCLC-M Singlemode TRC 2M (LC/LC), Metal | 96 | FN.N240 | 0754082152590
40028918 | 5235405 | SRC-9-SCAPC/LCAPCM | Fluke Networks SRC-9-SCAPC/LCAPCM Singlemode TRC 2M (LCAPC-LCAPC), Metal | 96 | FN.N240 | 0754082152477
40028937 | 5235410 | SRC9SCAPCLCAPC.3MM | Fluke Networks SRC9SCAPCLCAPC.3MM Singlemode TRC 0.3M for OTDR port (SCAPC/LCAPC), Metal | 96 | FN.N240 | 0754082152484
40028956 | 5235422 | SRC-9-SCLC-0.3M-M | Fluke Networks SRC-9-SCLC-0.3M-M Singlemode TRC 0.3M for OTDR port (SC/LC), Metal | 96 | FN.N240 | 0754082152491
40028975 | 5235507 | SRC-9-SCLCAPCKIT-M | Fluke Networks SRC-9-SCLCAPCKIT-M SM TRC SC/LC APC KIT (2 SC/LCAPC, 2 LCAPC,LCAPC), Metal | 338 | FN.N240 | 0754082152576
40028994 | 5235534 | SRC-9-SCLCAPC-M | Fluke Networks SRC-9-SCLCAPC-M Singlemode TRC 2M (SC-LCAPC), Metal | 85 | FN.N240 | 0754082152606
40029013 | 5235493 | SRC-9-SCLC-KIT-M | Fluke Networks SRC-9-SCLC-KIT-M Singlemode TRC KIT 2M (2 SC/LC, 2 LC/LC), Metal | 322 | FN.N240 | 0754082152569
40029032 | 5235518 | SRC-9-SCLC-M | Fluke Networks SRC-9-SCLC-M Singlemode TRC 2M (SC/LC), Metal | 85 | FN.N240 | 0754082152583
40029051 | 5272862 | 177X BATT W/HOUSING | Fluke 177X BATT W/HOUSING 177X LI-ION-BATTERIJ | 127 | FL.A-030 | 0195112018590
40029070 | 5312406 | 17XX CABLE MARKER | Fluke 17XX CABLE MARKER KABELMARKERINGSSET | 139 | FL.A-030 | 0195112034415
40029089 | 5256890 | 2100-ACCS PROBE | Beha-Amprobe 2100-ACCS PROBE Meetprobe-verlengset | 36 | FL.L-030 | 0195112014462
40029108 | 5256883 | 2100-GAMMA PRO | Beha-Amprobe 2100-GAMMA PRO Tester met meetprobe-verlengset | 177 | FL.L-030 | 0195112014455
40029127 | 5263915 | ANTENNA CABLE | Fluke ANTENNA CABLE ANTENNEKABEL, 5 M | 560 | FL.A-030 | 0195112022344
40029165 | 5307460 | C1777 | Fluke C1777 DRAAGKOFFER | 912 | FL.A-030 | 0195112032602
40029184 | 5307472 | C177X/6000 | Fluke C177X/6000 DRAAGTAS | 375 | FL.A-030 | 0195112032619
40029203 | 5256909 | CC-2100 | Beha-Amprobe CC-2100 Holstertas | 39 | FL.L-030 | 0195112014479
40029222 | 4591273 | FLK-WIFI/BLE | Fluke FLK-WIFI/BLE WiFi/BLE Adapter | 230 | FL.A-070 | 0095969779258
40029241 | 5274939 | FLUKE-393/E | Fluke-393/E True-RMS-stroomtang met iFlex CAT III 1500 V | 927 | FL.L-050 | 0195112019450
40029279 | 4974743 | FLUKE-I400S-EL | Fluke-I400S-EL Stroomtransformator met klipbevestiging | 384 | FL.A-020 | 0095969868204
40029298 | 4974755 | FLUKE-I400S-EL-3PK | Fluke-I400S-EL-3PK Stroomtransformator met klipbevestiging, set van 3 | 1022 | FL.A-020 | 0095969868211
40029317 | 5171005 | I17XX-FLEX1500/24 | Fluke I17XX-FLEX1500/24 24 inch iFlex 1500A stroomtang | 257 | FL.A-030 | 0095969951524
40029355 | 5280639 | WI-FI/BLE MODULE | Fluke WI-FI/BLE MODULE Wifi MODULE tbv FLUKE-177X | 168 | FL.A-030 | 0195112021477
40029735 | TB25 | TB25 | Ovale hardbody gereedschapstas met binnenzakken en buitenzakken | 105 | FL.L-020 | 0195112033166
40029754 | 5308996 | Fluke C11XT | Fluke C11XT beschermende harde draagtas | 45 | FL.L-020 | 0195112033180
40029773 | 5309001 | C37XT | Fluke C37XT beschermende harde draagtas | 64 | FL.L-020 | 0195112033197
40029792 | 5301188 | PVLEAD1 | PVLEAD1 MC4 naar 4MM testkabelset, zwart/rood | 62 | FL.L-090 | 0195112031056
40029811 | 5301195 | PVLEAD3 | PVLEAD3 MC4 testkabelset, zwart/rood | 101 | FL.L-090 | 0195112031063
40029830 | 5313782 | TL1500DC | Fluke TL1500DC Testkabelset 1500 V | 46 | FL.L-020 | 0195112034811
40030419 | 5348994 | GLD-FTK-PM | Fluke Networks GLD-FTK-PM 1 jaar Gold voor FTK Power Meter (excl. sources, VisiFault & FindFiber) | 324 | FN.N750 | 0754082156000
40030438 | 5349002 | GLD-FTK-2 | Fluke Networks GLD-FTK-2 1 jaar GOLD voor FTK1000, 1200, 1300, 1375, 2000 (excl. VisiFault en FindFiber) | 372 | FN.N750 | 0754082156017
40030457 | 5349016 | GLD-FTK-3 | Fluke Networks GLD-FTK-3 1 YR GLD-FTK1475,2100 (EXCL VIDEO,VFL, FINDFIBER) | 804 | FN.N750 | 0754082156024
40030476 | 5349033 | GLD3-FTK-PM | Fluke Networks GLD3-FTK-PM 3 jaar Gold voor FTK Power Meter (Excl. Sources, VFL en Findfiber) | 864 | FN.N750 | 0754082156048
40030495 | 5349040 | GLD3-FTK-2 | Fluke Networks GLD3-FTK-2 3 YR GOLD voor FTK1000, 1200, 1300, 2000 (Exc Visifault en Findfiber) | 1008 | FN.N750 | 0754082156055
40030514 | 5349057 | GLD3-FTK-3 | Fluke Networks GLD3-FTK-3 3 YR GOLD-FTK2100 (excl. Video, VisiFault, FindFiber) | 2196 | FN.N750 | 0754082156062
40030533 | 5349078 | GLD-MFTK-2 | Fluke Networks GLD-MFTK-2 1 jaar Gold voor MFTK-SM1310, MFTK-SM1550 | 2712 | FN.N750 | 0754082156086
40030552 | 5349084 | GLD-MFTK-3 | Fluke Networks GLD-MFTK-3 1 jaar GOLD voor MFTK-SM1310-SM1550, MFTK-MM,850-1310, MFTK-MM850-1550 | 3324 | FN.N750 | 0754082156093
40030571 | 5349091 | GLD3-MFTK-2 | Fluke Networks GLD3-MFTK-2 3 jr Gold voor MFTK 1200, MFTK-SM1310, MFTK1400, MFTK-SM1550 | 5076 | FN.N750 | 0754082156109
40030590 | 5349103 | GLD3-MFTK-3 | Fluke Networks GLD3-MFTK-3 3 jaar Gold voor MFTK-SM1310-SM1550, MFTK-MM,850-1310, MFTK-MM850-1550 | 9000 | FN.N750 | 0754082156116
40030932 | 3405771 | FLUKE-754 | Fluke-754 Multifunctie-proceskalibrator met HART-protocool | 10478 | FL.A-050 | 0095969491754
40030951 | 3977641 | FLUKE-753 | Fluke-753 Documenterende Proces Kalibrator | 8314 | FL.A-050 | 0095969590402
40031027 | 5337394 | FLK-393FC-PVLEAD | Fluke FLK-393FC-PVLEAD Stroomtang 1000A AC/DC 1500V DC met MC4 meetsnoerenbundel | 931 | FL.L-050 | 0195112041215
40031046 | 5337401 | FLK-393-IRR-PVLEAD | Fluke FLK-393-IRR-PVLEAD stroomtang 1500VDC met IRR1 stralingsmeter en MC4 meetsnoerenbundel | 1321 | FL.L-050 | 0195112041222
40031065 | 5337412 | FLK-87VMAX-PVLEAD1 | Fluke 87V MAX DMM en PVLEAD1 MC4 meetsnoerenbundel | 874 | FL.L-020 | 0195112041239
40031084 | 5347987 | FLK-FEV300-TY2 | Fluke FLK-FEV300-TY2 test adapter elektrische voertuigen inclusief type 2 stekker | 803 | FL.L-050 | 0195112042892
40031103 | 5347993 | FLK-FEV300-TY1-TY2 | Fluke FLK-FEV300-TY1-TY2 test adapter elektrische voertuigen inclusief type 2 en type 1 stekker | 1202 | FL.L-050 | 0195112042908
40031122 | 5348008 | FLK-FEV300/basic | Fluke FLK-FEV300-basic test adapter elektrische voertuigen, basic | 657 | FL.L-050 | 0195112042915
40031141 | 5348123 | FLK-FEV300-CON-TY2 | FLK-FEV300-CON-TY2 type 2 stekker voor testadapter FEV300 | 404 | FL.L-050 | 0195112043035
40031160 | 5348138 | FLK-FEV300-CON-TY1 | FLK-FEV300-CON-TY1 Type 1 stekker voor testadapter FEV300 | 416 | FL.L-050 | 0195112043042
40031179 | 5363614 | FLK-FEV300-kit | FLK-FEV300-kit Fluke 1664FC installatietester met EV-adapter en Type 2 stekker | 2957 | FL.L-050 | 0195112050354
40032281 | 5280005 | FLK-SMFT-1000/KIT | Fluke FLK-SMFT-1000/KIT Multifunctionele installatietester Kit met PV analyse functies en zonnesterkte meter | 5813 | FL.L-050 | 0195112021262
40032300 | 5416417 | FLK-SMFT-1000/PRO | Fluke FLK-SMFT-1000/PRO Multifunctionele installatietester Kit met PV analyse functies, zonnesterkte meter en TruTest software | 6342 | FL.L-050 | 0195112077856
40032319 | 5218188 | FLK-IRR2-BT | Fluke FLK-IRR2-BT Zonnensterkte meter met montage klem en Blue tooth | 612 | FL.L-050 | 0195112021248
40032338 | 5344767 | FLK-5.5mm/0.7M | FLuke FLK-5.5mm/0.7M 5,5 mm scope met videoscope-probe met draaibare sonde, 0,7 meter | 1860 | FL.L-060 | 0195112042243
40033250 | 4973923 | Fluke BB120-IV | Fluke Set van 2 banaan naar BNC adapter tbv 120B-series | 70 | FL.L-100 | 0095969868136
40035302 | 5226628 | LIQ-100-IE | Fluke Networks LIQ-100-IE LinkIQ kabel- en netwerktester voor industrieel ethernet | 3535 | FN.N410 | 0754082152187
40035321 | 5226637 | LIQ-KIT-IE | Fluke Networks LIQ-KIT-IE LinkIQ™ geavanceerde set voor industrieel ethernet | 4066 | FN.N410 | 0754082152194
40035340 | 5258557 | MS100-POE-IE | Fluke Networks MS-POE-IE Microscanner PoE kabeltester en Industrial Ethernet-storingzoeker | 1815 | FN.N410 | 0754082153306
40035359 | 5258569 | MS-POE-IE-KIT | Fluke Networks MS-POE-IE-KIT MicroScanner PoE professionele set voor industrieel ethernet | 2108 | FN.N410 | 0754082153313
40035378 | 5258578 | MS2-100-IE | Fluke Networks MS2-100-IE MicroScanner 2 kabeltester voor industrieel ethernet | 1661 | FN.N410 | 0754082153320
40035397 | 5258600 | MS-IS-Adapter-Set | Fluke Networks MS-IE-adapter-set Industrial Ethernet adapter set | 965 | FN.N410 | 0754082153351
40035416 | 5258642 | 5258642 | Fluke Networks GLD-LIQ-IE Gold Support 1 jaar for LinkIQ en IE Remote adapter | 324 | FN.N750 | 0754082153382
40035435 | 5258656 | 5258656 | Fluke Networks GLD3-LIQ-IE Gold Support 3 jaar for LinkIQ en IE Remote adapter | 828 | FN.N750 | 0754082153399
40036005 | 5311944 | TP1000 | Fluke TP1000-testsonde met externe testknop | 152 | FL.L-050 | 0195112034194
40036062 | 5437576 | FPC1S-SMFT-1000-1 | Fluke FPC1S-SMFT-1000-1 1 jaar Fluke Premium Care-dekking voor de Fluke SMFT-1000 PV tester | 576 | FL.PC-100 | 0195112078709
40036081 | 5437583 | FPC3S-SMFT-1000-1 | Fluke FPC3S-SMFT-1000-1 3 jaar Fluke Premium Care-dekking voor de Fluke SMFT-1000 PV tester | 1548 | FL.PC-100 | 0195112078716
40036100 | 5581569 | SMFT-1000/FPC EU | Fluke SMFT1000-FPC EU installatietester voor PV installaties met 1 jaar Premium Care | 6248 | FL.L-050 | 0195112119969
40036138 | 5227203 | Fluke I100 | Fluke I100 stroomtang AC/DC | 446 | FL.L-050 | 0195112002650
40036157 | 5279973 | 5279973 | Fluke FLK-MB1-IRR Paneelbevestigingsbeugel (voor stralingsmeter) | 100 | FL.L-050 | 0195112021231
40036176 | 5280031 | 5280031 | Fluke TL1000 30 meter testkabel op haspel | 152 | FL.L-050 | 0195112021293
40036195 | 5310755 | TL1000-MC-4 | Fluke TL1000-MC4 Testkabelset (mannelijk en vrouwelijk) | 316 | FL.L-050 | 0195112033708
40036214 | 5280054 | FP-SMFT | Fluke FP-SMFT Zekering. 630mA, 1000V AC/DC, 6.3X32mm per 2 stuks. | 25 | FL.L-050 | 0195112021316
40036518 | 5326037 | Fluke FPC1S-SCM190-1 | Fluke FPC1S-SCM190-1 Premium Care 1-jaar voor Fluke-190-504 Serie III ScopeMeter® | 756 | FL.PC-100 | 0195112038307
40036537 | 5326086 | Fluke FPC3S-SCM190-1 | Fluke FPC3S-SCM190-1 Premium Care 3-jaar voor Fluke-190-504 Serie III ScopeMeter® | 2052 | FL.PC-100 | 0195112038314
40036556 | 5326099 | FPC1S-MDA-500-1 | Fluke FPC1S-MDA-500-1 Premium Care 1-jaar bundel voor Fluke MDA-550-serie III | 960 | FL.PC-100 | 0195112038321
40036575 | 5326105 | FPC3S-MDA-500-1 | Fluke FPC3S-MDA-500-1 Premium Care 3-jaar bundel voor Fluke MDA-550-serie III | 2592 | FL.PC-100 | 0195112038338
40036594 | 5326110 | FPC1S-FPQ170-1 | Fluke FPC1S-FPQ170-1 Premium Care 1-jaar bundel voor Fluke 1770 Power Quality Analyzers | 984 | FL.PC-100 | 0195112038345
40036613 | 5326122 | FPC3S-FPQ170-1 | Fluke FPC3S-FPQ170-1 Premium Care 3-jaar bundel voor Fluke 1770 Power Quality Analyzers | 2664 | FL.PC-100 | 0195112038352
40036708 | 5586801 | FLK-1775/FPC 1YR EU | Fluke-1775 Three-Phase Power Quality Analyzer met 1 jaar Premium Care | 10625 | FL.A-030 | 0195112120842
40036727 | 5586812 | FLK-1777/FPC EU | Fluke-1777 Power Quality Analyzer met 1 jaar Premium Care-bundel | 13261 | FL.A-030 | 0195112120859
40036746 | 5586820 | FLUKE-190-504/FPC EU | Fluke-190-504/FPC Serie III ScopeMeter® met 1 jaar Premium Care-bundel | 8104 | FL.A-010 | 0195112120866
40036765 | 5586835 | FLUKE-MDA-550/FPC EU | Fluke-MDA-550-serie III Motor Drive Analyzer met 1 jaar Premium Care | 10357 | FL.A-010 | 0195112120873
40036841 | 5353853 | Fluke 2052 | Fluke 2052 geavanceerde kabelzoeker-set | 1452 | FL.L-050 | 0195112044568
40036860 | 5353866 | Fluke 2062 | Fluke 2062 geavanceerde Pro kabelzoeker-set | 2947 | FL.L-050 | 0195112044575
40038684 | 5594352 | SMFT-1000PRO/FPC EU | Fluke SMFT1000PRO-FPC EU installatietester voor PV installaties met 1 jaar Premium Care | 6411 | FL.L-050 | 0195112122976
40039235 | 5255306 | Fluke-835 | Fluke-835 Laser-banduitlijningsinstrument | 2112 | FL.A-040 | 0195112013564
40039444 | 5292356 | Fluke CXT293 | Fluke CXT293 Robuuste beschermende draagkoffer, 190-III-SERIE | 316 | FL.L-100 | 0195112029893
40039463 | 5292363 | FLUKE-SCC293 | Fluke SCC293 Software, Draagkoffer en WiFi connectiviteitskit, 190-III serie | 653 | FL.L-100 | 0195112029909
40039482 | 592374 | Flukeview-2 | Fluke Flukeview-2 software voor Fluke scopemeters | 372 | FL.L-100 | 0195112029916
40039501 | 5293715 | FLK-RSE300/C 60HZ | Fluke FLK-RSE300/C 60HZ Infraroodcamera Fluke RSE300 60Hz met bevestigingssysteem | 14321 | FL.T-030 | 0195112035269
40039520 | 5293732 | FLK-RSE300/C 9HZ | Fluke FLK-RSE300/C 9HZ Infraroodcamera Fluke RSE300 9Hz met bevestigingssysteem | 14321 | FL.T-030 | 0195112030233
40039558 | 5293744 | FLK-RSE600/C 60HZ | Fluke FLK-RSE600/C 60HZ Infraroodcamera Fluke RSE600 60Hz met bevestigingssysteem | 20352 | FL.T-030 | 0195112030264
40039748 | 5363472 | 17XX-CLAMP-ADPT-1V | Fluke 17XX BNC-adapter voor klemmen van 1 V | 162 | FL.L-070 | 0195112050323
40039767 | 5363485 | 17XX-CLAMP-ADPT-2V8 | Fluke 17XX BNC-adapter voor klemmen van 2,8V | 162 | FL.L-070 | 0195112050330
40039786 | 5385738 | ESBC290-1 | Fluke ESBC290-1 Enkelvoudige batterijlader voor Li-ion batterij, voor ii900-serie | 441 | FL.T-020 | 0195112067949
40039805 | 5570052 | FPC1S-FPQ173-1 | 1 jaar Fluke Premium Care-dekking voor Fluke 1730-serie PQ Loggers | 468 | FL.PC-100 | 0195112116999
40039824 | 5570065 | FPC3S-FPQ173-1 | 3 jaar Fluke Premium Care-dekking voor Fluke 1730-serie PQ Loggers | 1260 | FL.PC-100 | 0195112117002
40039843 | 5575064 | FPC1S-FLUKE75X-1 | 1 jaar Fluke Premium Care-voor Fluke 754 en 753 Process Calibrator | 1044 | FL.PC-100 | 0195112117323
40039862 | 5575073 | FPC3S-FLUKE75X-1 | 3 jaar Fluke Premium Care-voor Fluke 754 en 753 Process Calibrator | 2844 | FL.PC-100 | 0195112117330
40039881 | 5575262 | FPC1S-FLUKE729-1 | 1 jaar Fluke Premium Care-voor Fluke 729 Automatic Pressure Calibrator | 1308 | FL.PC-100 | 0195112117439
40039900 | 5575270 | FPC3S-FLUKE729-1 | 3 jaar Fluke Premium Care-voor Fluke 729 Automatic Pressure Calibrator | 3528 | FL.PC-100 | 0195112117446
40039919 | 5575281 | FPC1S-FLUKE72X-1 | 1 jaar Premium Care-voor Fluke 726,725,721 Precision Calibrators | 492 | FL.PC-100 | 0195112117453
40039938 | 5575296 | FPC3S-FLUKE72X-1 | 3 jaar Premium Care-voor Fluke 726,725,721 Precision Mult.Calibrators | 1332 | FL.PC-100 | 0195112117460
40039957 | 5575308 | FPC1S-FLUKE71X-1 | 1 jaar Premium Care-voor Fluke 719PRO, 719 en 718 Pressure Calibrators | 432 | FL.PC-100 | 0195112117477
40039976 | 5575313 | FPC3S-FLUKE71X-1 | 3 jaar Premium Care-voor Fluke 719PRO, 719 en 718 Pressure Calibrators | 1188 | FL.PC-100 | 0195112117484
40039995 | 5575324 | FPC1S-FLUKE-750PM-1 | 1 jaar Fluke Premium Care-dekking voor Fluke 750P Pressure Modules | 408 | FL.PC-100 | 0195112117491
40040014 | 5575336 | FPC3S-FLUKE-750PM-1 | 3 jaar Fluke Premium Care-dekking voor Fluke 750P Pressure Modules | 1116 | FL.PC-100 | 0195112117507
40040033 | 5575349 | FPC1S-FLUKE-700GA-1 | 1 jaar Fluke Premium Care-voor Fluke 700G drukmeter | 108 | FL.PC-100 | 0195112117514
40040052 | 5575351 | FPC3S-FLUKE-700GA-1 | 3 jaar Fluke Premium Care-voor Fluke 700G drukmeter | 288 | FL.PC-100 | 0195112117521
40040090 | 5596777 | FLUKE-1736/FPC EU | Fluke 1736 driefase Power Logger met 1 jaar Premium Care-bundel | 5080 | FL.A-070 | 0195112123591
40040109 | 5596789 | FLUKE-1738/FPC EU | Fluke 1738 Driefase Power Logger met 1 jaar Premium Care-bundel | 7477 | FL.A-070 | 0195112123607
40040128 | 5596792 | FLUKE-754/FPC EU | Fluke 754 Documenting Process Calibrator met 1 jaar Premium Care | 11265 | FL.A-050 | 0195112123614
40040147 | 5596809 | FLUKE-726/FPC EU | Fluke 726 Precision Process Calibrator met 1 jaar Premium Care-bundel | 6546 | FL.A-050 | 0195112123621
40040166 | 5596811 | FLUKE-725/FPC EU | Fluke 725 Multifunct.Process Calibrator met 1 jaar Premium Care-bundel | 5362 | FL.A-050 | 0195112123638
40040185 | 5596827 | FLK-1775/FPC 3YR EU | Fluke 1775 Three-Phase Power Quality Analyzer met 3 jaar Premium Care | 12339 | FL.A-030 | 0195112123645
40040204 | 5596830 | FLK-1777/FPC 3YR EU | Fluke 1777 Three-Phase Power Quality Analyzer met 3 jaar Premium Care | 14975 | FL.A-030 | 0195112123652
40040223 | 5596848 | Fluke 190-504/FPC 3YR EU | Fluke 190–504-III ScopeMeter met 3 jaar Premium Care | 9407 | FL.A-010 | 0195112123669
40040242 | 5596853 | FLUKE-MDA-550/FPC 3YR EU | FLUKE-MDA-550/FPC 3YR EU MD Analyzer met 3 jaar Fluke Premium Care | 12012 | FL.A-010 | 0195112123676
40040831 | 5592398 | Fluke-1535 | Fluke-1535 Isolatietester 2500V | 1675 | FL.L-050 | 0195112122426
40040850 | 5592405 | Fluke-1537 | Fluke-1537 geavanceerde isolatietester 2500 V | 2681 | FL.L-050 | 0195112122433
40041439 | 5348072 | FLK-FEV350/TY2/TY1 | Fluke FLK-FEV350/TY2/TY1 EV Laadstation analyzer met stekker type 1 en 2 | 2959 | FL.L-050 | 0195112042984
40041458 | 5348097 | FLK-FEV350/TY2 | Fluke FLK-FEV350/TY2 EV Laadstation analyzer met stekker type 2 | 2641 | FL.L-050 | 0195112043004
40041477 | 5590668 | FEV350/TY2/TY1 PRO | Fluke FLK-FEV350/TY2/TY1 PRO EV-laadstation analyzer voor type 1 en 2 met TruTest-software | 3275 | FL.L-050 | 0195112122006
40041496 | 5590693 | FEV350/TY2 PRO | Fluke FLK-FEV350/TY2 PRO EV-laadstation analyzer voor type 2 met TruTest-software | 2959 | FL.L-050 | 0195112122020
40041515 | 5590700 | FLK-ZERO ADAPTER/TY2 | Fluke FLK-ZERO ADAPTER/TY2 Nulstellingsadapter / TY2 | 52 | FL.L-050 | 0195112122037
40041534 | 5590717 | FLK-ZERO ADAPTER/TY1 | Fluke FLK-ZERO ADAPTER/TY1 Nulstellingsadapter / TY1 | 48 | FL.L-050 | 0195112122044
40041553 | 5602648 | FLK-FEV350/KIT SCH | Fluke FLK-FEV350/KIT SCH Charging Station Analyzer voor type 1- en 2-connectoren met 1664 | 4228 | FL.L-050 | 0195112125113
40041572 | 5600010 | PVA-1500HE2 | FLUKE-PVA-1500HE2 Solmetric PV-Analysator hoog rendement I-V curvetracer | 16035 | FL.A-020 | 0195112123997
40041591 | 5600022 | PVA-1500T2 | FLUKE-PVA-1500T2 Solmetric PV-Analysator I-V Curve Tracer | 12728 | FL.A-020 | 0195112124000
40041610 | 5602257 | SOL-TI-9HZ-KIT | FLuke-SOL-TI-9HZ-KIT Solmetric PVA hoog rendement I-V Curve Tracer & TiS75 9Hz | 22048 | FL.A-020 | 0195112124963
40041629 | 5602269 | SOL-DMM87V-KIT | Fluke-SOL-DMM87V-KIT PVA hoog rendement I-V Curve Tracer + 393 + 87V | 17038 | FL.A-020 | 0195112124970
40041648 | 5602278 | SOL-INS87-KIT | FLUKE-SOL-INS87-KIT Solmetric PVA hoog rendement I-V Curve Tracer + 393 + 87V + 1587FC | 18139 | FL.A-020 | 0195112124987
40041667 | 5602284 | SOL-INS37-KIT | Fluke SOL-INS37-KIT Solmetric PVA hoog rendement I-V Curve Tracer + 1537 | 18039 | FL.A-020 | 0195112124994
40041781 | 6008183 | FLK-SMFT-1000/LITE | Fluke FLK-SMFT-1000/LITE Solar Multifunctionele PV Analyzer | 3308 | FL.L-050 | 0195112127940
40042655 | 6008226 | DSX-602-PRO/GLD | Fluke Networks DSX-602-PRO/GLD INT 500 MHz DSX-602-PRO Wi-Fi enabled CableAnalyzer + DSX-PLA004S & 1 year Gold Services | 10832 | FN.N110 | 0754082159971
40042750 | 5584151 | LIQ-KIT-FTK1475 | Fluke Networks LIQ-KIT-FTK1475 LINKIQ KIT & FIBER VERIFICATION KIT WITH INSPECTION (MM & SM) | 12380 | FN.N410 | 0195112120248
40043149 | 6022929 | Evolution Kit 2 | Fluke Networks Evolution Kit 2 MET CFP-Q-ADD EN FI-1000-KIT | 14959 | FN.N220 | 0754082160724
40043244 | 5199123 | Fluke 325/T130 | Fluke 325 stroomtang met Fluke T130 tester | 449 | FL.L-050 | 0095969976039
40043434 | 5580829 | 1672 SCH | Fluke 1672 SCH multifunctionele installatietester | 1950 | FL.L-050 | 0195112119426
40043453 | 5580834 | 1673FC SCH | Fluke 1673FC SCH multifunctionele installatietester | 2361 | FL.L-050 | 0195112119433
40043472 | 5580841 | 1674FC SCH | Fluke 1674FC SCH multifunctionele installatietester | 3182 | FL.L-050 | 0195112119440
40043548 | 5581068 | 1672 SCH FTT | Fluke 1672 SCH FTT multifunctionele installatietester met TruTest | 2220 | FL.L-050 | 0195112119617
40043567 | 5581079 | 1673FC SCH FTT | Fluke 1673FC SCH FTT multifunctionele installatietester met TruTest | 2594 | FL.L-050 | 0195112119624
40043586 | 5581087 | 1674FC SCH FTT | Fluke 1674FC SCH FTT multifunctionele installatietester met TruTest | 3341 | FL.L-050 | 0195112119631
40043757 | 5581251 | 1674FC SCH/1630 | Fluke 1674FC SCH/1630 multifunctionele installatietester met aardstroomtang | 4938 | FL.L-050 | 0195112119808
40043776 | 5581319 | 1674FC SCH/1630/FTT | Fluke 1674FC SCH/1630/FTT multifunctionele installatietester, aardstroomtang en TruTest | 5157 | FL.L-050 | 0195112119860
40044175 | 5593173 | 283FC/EUR | FLUKE-283FC/EUR CAT III 1500 V digitale multimeter | 617 | FL.L-020 | 0195112122648
40044194 | 5593208 | 283FC/PV/EUR | FLUKE-283FC/PV/EUR multimeter en draadloze stroomtang voor zonne-energie | 943 | FL.L-020 | 0195112122679
40044213 | 55932272 | A283FC/EUR | FLUKE-A283FC/EUR True-RMS CAT III 1500 V draadloze stroomtang | 340 | FL.L-020 | 0195112122747
40044232 | 6013294 | TL175-HV | TL175-HV CAT III 1500 V TwistGuard™-meetsnoeren | 52 | FL.L-020 | 0195112128572
40044346 | 5594650 | FLUKE-II905 | Fluke ii905 Acoustic Imager met LeakQ | 16548 | FL.T-020 | 0195112123126
40044365 | 5594661 | FLUKE-II915 | Fluke ii915 acoustic imager met LeakQ, PDQ en MecQ | 21201 | FL.T-020 | 0195112123133
40044384 | 5609242 | FLUKE-II500 | Fluke ii500 Acoustic Imager met LeakQ | 10149 | FL.T-020 | 0195112126080
40044403 | 5518338 | TC01A 25Hz | Fluke TC01A 25Hz iSee mobiele warmtebeeldcamera voor Android, 25 Hz | 533 | FL.L-060 | 0195112110324
40044441 | 6016119 | TC01A 9HZ | Fluke TC01A 9Hz mobiele warmtebeeldcamera voor Android, 9 Hz | 533 | FL.L-060 | 0195112129005
40044479 | 6011431 | FI-3000TP MMC ADP | Fluke Networks FI-3000TP MMC ADP Patchord Adapter Tip voor de FI-3000 | 296 | FN.N240 | 0195112128503
40044498 | 6011454 | DSX-CHA004 | Fluke DSX-CHA004 enkele DSX CAT 6A/KLASSE EA Channel Adapter | 369 | FN.N140 | 0195112128466
40044517 | 6011465 | FI-3000TP AMPO 12-32 | Fluke Networks FI-3000TP AMPO 12-32 sleutel loze punt MPO APC 12-32 vezels | 267 | FN.N240 | 0195112128459
40044536 | 6011477 | DSX-CHA804 | Fluke Networks DSX-CHA804 DSX2-8000 CAT 8 Channel Adapter (1 stuk) | 492 | FN.N140 | 0195112128435
40044555 | 6011496 | VERSIV2 MRU KIT INTL | Fluke Networks VERSIV2 MRU KIT INTL M & RU pakket met Wi-Fi | 3128 | FN.N120 | 0195112128404
40044574 | 6011522 | DSX-PLA804 | Fluke Networks DSX-PLA804 DSX2-8000 Cat 8 Permanent Link Adapter (1 stuk) | 1079 | FN.N140 | 0195112128497
40044593 | 6011533 | VERSIV2 MRUNW KIT INTL | Fluke Networks VERSIV2 MRUNW KIT INTL VERSIV2 M&RU-pakket Non-Wi-Fi INTL | 3128 | FN.N120 | 0195112128442
40044650 | 650895 | TP4 | Fluke TP4 Testprobes slimreach (4mm) | 33 | FL.L-020 | 0095969057714
40045448 | 6017815 | FLUKE-ii500/FPC | Fluke ii500/FPC Acoustic imager met LeakQ en 1 jaar FPC | 10907 | FL.T-020 | 0195112129210
40045467 | 6017843 | FLUKE-ii500/FPC3 | Fluke-ii500/FPC3 Acoustic imager met LeakQ en 3 jaar FPC | 12661 | FL.T-020 | 0195112129241
40045486 | 6017827 | FLUKE-ii905/FPC | Fluke ii905 Acoustic Imager met LeakQ en 1 jaar FPC | 17790 | FL.T-020 | 0195112129227
40045505 | 6018211 | FLUKE-ii905/FPC3 | Fluke-ii905/FPC3 Acoustic imager met LeakQ en 3 jaar FPC | 20634 | FL.T-020 | 0195112129265
40045524 | 6017836 | FLUKE-ii915/FPC | Fluke ii915/FPC acoustic imager met LeakQ, PDQ en MecQ inclusief 1 jaar FPC | 22791 | FL.T-020 | 0195112129234
40045543 | 6018282 | FLUKE_ii915/FPC3 | Fluke ii915/FPC3 acoustic imager met LeakQ, PDQ en MecQ inclusief 3 jaar FPC | 26460 | FL.T-020 | 0195112129272
40045600 | 6022702 | LIQ-DUO-VFL-LFD-H6EU | Fluke Networks LIQ-DUO-VFL-LFD-H6EU LIQ-KIT met VisiFault VFL met FiberLert | 4362 | FN.N410 | 0754082160557
40045619 | 6022827 | LIQ-DUO-1475-H6-EU | Fluke Networks LIQ-DUO-1475-H6-EU LIFQ-KIT met FTK1475 | 11241 | FN.N410 | 0754082160540
40045638 | 6029135 | LIQ-DUO-IE-KIT-H6-EU | Fluke Networks LIQ-DUO-IE-KIT-H6-EU LIQ-DUO -set met externe ID's, toner en IE adapter | 5170 | FN.N410 | 0195112131503
40045657 | 6029231 | LIQ-DUO-H6-EU | Fluke Networks LIQ-DUO-H6-EU LinkIQ™-kabel+netwerk+Wi-Fi tester | 3701 | FN.N410 | 0195112131473
40045676 | 6029296 | LIQ-DUO-KIT-H6-EU | Fluke Networks LIQ-DUO-KIT-H6-EU LIQ-DUO set met externe ID's, toner | 4236 | FN.N410 | 0195112131480
40045695 | 6029306 | LIQ-DUO-IE-H6-EU | Fluke Networks LIQ-DUO-IE-H6-EU LinkIQ™ Industrial Ethernet-tester met Wi-Fi | 4635 | FN.N410 | 0195112131497
40045752 | 6018295 | Fluke FPC1S-II500-1 | Fluke FPC1S-II500-1 Premium Care 1-jaar voor Fluke II500 Industrial Imager | 1020 | FL.PC-100 | 0195112129289
40045771 | 6018322 | Fluke FPC3S-II500-1 | Fluke FPC3S-II500-1 Premium Care 3 jaar voor Fluke II500 Industrial Imager | 2772 | FL.PC-100 | 0195112129319
40045790 | 6018305 | Fluke FPC1S-II905-1 | Fluke FPC1S-II905-1 Premium Care 1-jaar voor Fluke II905 Industrial Imager | 1680 | FL.PC-100 | 0195112129296
40045809 | 6018333 | Fluke FPC3S-II905-1 | Fluke FPC3S-II905-1 Premium Care 3-jaar voor Fluke II905 Industrial Imager | 4536 | FL.PC-100 | 0195112129326
40045828 | 6018314 | Fluke FPC1S-II915-1 | Fluke FPC1S-II915-1 Premium Care 1-jaar voor Fluke II915 Industrial Imager | 2148 | FL.PC-100 | 0195112129302
40045847 | 6018346 | Fluke FPC3S-II915-1 | Fluke FPC3S-II915-1 Premium Care 3-jaar voor Fluke II915 Industrial Imager | 5832 | FL.PC-100 | 0195112129333
40046360 | 6026303 | FMC-1G | Fluke Networks FMC-1G LinkIQ 1G omvormerset glasvezelmedia | 766 | FN.N410 | 0195112131084
40046379 | 6026319 | FMC-10G | Fluke Networks FMC-10G LinkIQ 10/1G omvormerset glasvezelmedia | 2003 | FN.N410 | 0195112131091
40046417 | 6026632 | LIQ-KIT-FMC | Fluke Networks LIQ-KIT-FMC LIQ-set met externe ID's, probe, omvormerset glasvezelmedia | 5062 | FN.N410 | 0195112131107
40046436 | 6029427 | LIQ-DUO-KIT-FMC-H6EU | Fluke Networks LIQ-DUO-KIT-FMC-H6EU LIQ -set met externe ID's, probe, omvormerset glasvezelmedia | 6076 | FN.N410 | 0195112131350
40047215 | 5584503 | LIQ-KIT-VFL-FBRLRT | Fluke LIO-KIT-VFL-FBRLRT Koper en glasvezel testkit | 3199 | FN.N410 | 0195112120446
40047538 | 6023847 | LIQ-DUOKIT-H6EU/FPC3 | FLUKE LIQ-200 DUO H6EU KIT WITH 3 YR FPC STANDARD FOR MAIN UNIT | 5153 | FN.N410 | 0195112130803
40051737 | 6105844 | DSX-602 INT/T | Fluke DSX-602 INT/T 500MHz INRUIL ACTIE netwerkkabeltester | 9059 | FN.N110 | 0754082162056
40052307 | 6082569 | DSX2-8000OI-INT | Fluke DSX2-8000OI-INT Versiv-set voor glasvezel en koper in datacenters, met wifi | 34490 | FN.NR300 | 0195112144749
40052326 | 6082609 | DSX2-8000OI/GLD-INT | Fluke DSX2-8000OI/GLD-INT VERSIV voor glasvezel en koper in datacenters, met wifi en 1 jaar Gold support | 34703 | FN.NR300 | 0195112144787
40052345 | 6082650 | FI2-7300 DC KIT-INT | Fluke FI2-7300 DC KIT-INT Set voor glasvezelinspectie en -detectie voor datacenters, met wifi | 9461 | FN.NR230 | 0195112144862
40052364 | 6082697 | MFTK-DC SM TEST KIT | Fluke MFTK-DC MM-SM KIT Data Center Single Mode 1310/1550 MPO Troubleshooting Kit | 29961 | FN.NR230 | 0195112144916
40052383 | 6082700 | MFTK-DC MM/SM KIT | Fluke networks MFTK-DC MM/SM KIT Data Center MM 850 & SM 1310 MPO Troubleshooting Kit | 26807 | FN.NR230 | 0195112144923
40052402 | 6082759 | DSX2-8000OI-NW-INT | Fluke DSX2-8000OI-NW-INT VERSIV-set voor glasvezel en koper in datacenters, zonder wifi | 34490 | FN.NR300 | 0195112144824
40052421 | 6082763 | FI2-7300 DCKITNW-INT | FI2-7300 DCKITNW-INT Set voor glasvezelinspectie en -detectie voor datacenters, zonder wifi | 9461 | FN.NR230 | 0195112144909
40052440 | 6083897 | SN-EXTD TIP KIT | Fluke Networks SN-EXTD TIP KIT Set verlengde meetpennen (geleider en pen) van serie 2 voor SN-bus | 809 | FN.N240 | 0195112145029
40052459 | 6083907 | EXTD TIP SN/MDC | Fluke Networks EXTD TIP SN/MDC Verlengde meetpen van serie 2 voor SN- of MDC-bus | 494 | FN.N240 | 0195112145036
40052478 | 6083911 | QC-MMC-12-24-5P | Fluke Networks QC-MMC-12-24-5P QuickClean reiniger voor 12-24 MMC connectoren, 5-pack | 688 | FN.N240 | 0195112144978
40052497 | 6083924 | TIP W/BEND LC APC FM | Fluke Networks TIP W/BEND LC APC FM Korte verlengde gebogen pen, LC/APC voor aansluitbussen | 830 | FN.N240 | 0195112145074
40052516 | 6083930 | QC-LC-DUPLEX-5P | Fluke Networks QC-LC-DUPLEX-5P QuickClean reiniger voor LC Duplex connectoren, 5-pack | 715 | FN.N240 | 0195112145005
40052535 | 6083948 | MDC-EXTD TIP KIT | Fluke Networks MDC-EXTD TIP KIT Series 2 kit verlengde meetpen (geleider en pen) voor female MDC | 809 | FN.N240 | 0195112145012
40052554 | 6083953 | S2 GUIDE SN FEMALE | Fluke Networks S2 GUIDE SN FEMALE Geleider van serie 2 voor SN-aansluitbussen | 494 | FN.N240 | 0195112145043
40052573 | 6083969 | S2 GUIDE MDC FEMALE | Fluke Networks S2 GUIDE MDC FEMALE Geleider van serie 2 voor MDC-aansluitbussen | 494 | FN.N240 | 0195112145050
40052592 | 6083976 | PROBE TIP 1.25 MALE | Fluke Networks PROBE TIP 1.25 MALE Dunne meetpen van serie 2, voor aansluitstekkers van 1,25 mm | 200 | FN.N240 | 0195112145067
40052611 | 6083982 | QC-MMC-16-5P | Fluke Networks QC-MMC-16-5P QuickClean reiniger voor 16 MMC connectoren, 5-pack | 688 | FN.N240 | 0195112144985
40052630 | 6083995 | MDC-MDC-SM UPC TRC | Fluke Networks MDC-MDC-SM UPC TRC MDC naar MDC en SC 9/125um UPC testreferentiesnoer | 124 | FN.N240 | 0195112145104
40052649 | 6084009 | QC-MDC-5P | Fluke Networks QC-MDC-5P QuickClean reiniger voor MDC connectoren, 5-pack | 715 | FN.N240 | 0195112144992
40052668 | 6084013 | NFA-MDC-V1-ADP | Fluke Networks NFA-MDC-V1-ADP MDC Universal Adapter | 157 | FN.N240 | 0195112145098
40052687 | 6084021 | FIBERLERT-125 6P | Fluke Networks FIBERLERT-125 6P 6-pack - FiberLert-125 Live Fiber Detector, 850 NM tot 1625 NM | 662 | FN.N210 | 0195112145081
40052706 | 6091886 | QC-MMC-12-24-1P | Fluke Networks QC-MMC-12-24-1P QuickClean-reiniger voor 12-24 MMC-connectoren, enkele verpakking | 137 | FN.N240 | 0195112151501
40052725 | 6091893 | QC-MMC-16-1P | Fluke Networks QC-MMC-16-1P QuickClean-reiniger voor 16 MMC-connectoren, enkele verpakking | 137 | FN.N240 | 0195112151532
40052744 | 6091903 | QC-MDC-1P | Fluke Networks QC-MDC-1P QuickClean-reiniger voor MDC-connectoren, enkele verpakking | 142 | FN.N240 | 0195112151518
40052763 | 6091919 | QC-LC-DUPLEX-1P | Fluke Networks QC-LC-DUPLEX-1P QuickClean-reiniger voor LC Duplex-connectoren, enkele verpakking | 142 | FN.N240 | 0195112151525
40059793 | 674686 | FLUKE-51-2 60HZ | Fluke-51-2 60HZ Digitale thermometer 1 kanaal voor type J,K,T,E thermokoppels | 529 | FL.L-020 | 0095969071321
40059812 | 674689 | FLUKE-52-2 60HZ | Fluke-52-2 60HZ Digitale thermometer 2 kanalen voor type J,K,T,E thermokoppels | 671 | FL.L-020 | 0095969071338
40060192 | 6082856 | CFM-TRC-S-MPO24P | FLUKE CERTIFIBER MAX SM TRC-SET (VOOR TESTEN VAN MPO24 LOS) | 680 | FN.N240 | 0195112143940
40060211 | 6082887 | GLD3-CFM-100SI | FLUKE GLD3-CFM-100SI,3 YR GOLD SUPPORT, CFM-100SI | 9144 | FN.N750 | 0195112144688
40060230 | 6082943 | CFM-100S-NW INTL | FLUKE CERTIFIBER MAX SINGLEMODE OLTS-SET, GEEN WIFI | 32999 | FN.NR230 | 0195112144428
40060249 | 6082943 | CFM-100S-NW INTL | FLUKE CERTIFIBER MAX SINGLEMODE OLTS-SET, GEEN WIFI | 21999 | FN.NR230 | 0195112144411
40060268 | 6082962 | NFA-MPO16P-SM-OUT | FLUKE CFM SM HOOFD-/EXTERNE UITGANGSADAPTER | 344 | FN.N240 | 0195112144107
40060287 | 6082970 | CFM-100S INTL | FLUKE CERTIFIBER MAX SINGLEMODE OLTS-SET | 21999 | FN.NR230 | 0195112144404
40060306 | 6082991 | CFM-100SI-NW INTLGLD | FLUKE CFM SINGLEMODE OLTS MET DBL ENDE-INSP, GEEN WIFI MET 1 JAAR GOLD | 35474 | FN.NR230 | 0195112144480
40060325 | 6083003 | NFA-MPO16U-KIT | FLUKE CERTIFIBER MAX MM/SM-ADAPTERSET (VOOR TESTEN VAN MPO16 LOS) | 707 | FN.N240 | 0195112144053
40060344 | 6083026 | CFM-100S INTL/GLD | FLUKE CFM SINGLEMODE OLTS-SET MET 1 JAAR GOLD | 23649 | FN.NR230 | 0195112144459
40060363 | 6083057 | CFM-TRC-S-MPO16U | FLUKE CERTIFIBER MAX SM TRC-SET (VOOR TESTEN VAN MPO16 VAST) | 594 | FN.N240 | 0195112143872
40060382 | 6083061 | NFA-MPO24U-KIT | FLUKE CERTIFIBER MAX MM/SM-ADAPTERSET (VOOR TESTEN VAN MPO24 LOS) | 745 | FN.N240 | 0195112144060
40060401 | 6083074 | NFA-MPO12U-KIT | FLUKE CERTIFIBER MAX MM/SM-ADAPTERSET (VOOR TESTEN VAN MPO12 LOS) | 486 | FN.N240 | 0195112144046
40060420 | 6083090 | GLD-CFM-100S | FLUKE GLD-CFM-100S,1 YR GOLD SUPPORT, CFM-100S | 2256 | FN.N750 | 0195112144657
40060439 | 6083100 | CFM-100S-NW INTL/GLD | FLUKE CFM SINGLEMODE OLTS-SET, GEEN WIFI, MET 1 JAAR GOLD | 23649 | FN.NR230 | 0195112144466
40060458 | 6083128 | CFM-EXPAND-S-MPO12 | FLUKE CERTIFIBER MAX SM UITBREIDINGSSET MPO12 (P/U TRC EN ADAPTERS) | 1514 | FN.N240 | 0195112143803
40060477 | 6083144 | CFM-TRC-S-MMC16U | FLUKE CERTIFIBER MAX SM TRC-SET (VOOR TESTEN MMC16 VAST) | 1350 | FN.N240 | 0195112143902
40060496 | 6083163 | TRC-SM-VERIFY-MMC24U | FLUKE FIBER VERIFY TRC, 24F SM, TYPE A, MMC APC/U - MMC APC/U | 492 | FN.N240 | 0195112144268
40060515 | 6083171 | GLD3-CFM-100S | FLUKE GLD3-CFM-100S,3 YR GOLD SUPPORT, CFM-100S | 6120 | FN.N750 | 0195112144664
40060534 | 6083185 | NFA-MPO16P-KIT | FLUKE CERTIFIBER MAX MM/SM-ADAPTERSET (VOOR TESTEN VAN MPO16 VAST) | 707 | FN.N240 | 0195112143995
40060553 | 6083192 | TRC-SM-VERIFY-MMC24P | FLUKE FIBER VERIFY TRC, 24F SM, TYPE A, MMC APC/P - MMC APC/P | 511 | FN.N240 | 0195112144206
40060572 | 6083214 | NFA-MMC16U-KIT | FLUKE CERTIFIBER MAX MM/SM-ADAPTERSET (VOOR TESTEN VAN MMC16 LOS) | 745 | FN.N240 | 0195112144084
40060591 | 6083222 | ADP-MMC12TO32-1A | FLUKE MMC-ADAPTER/KOPPELING, 16/12/24/32 VEZELS, ENKELVOUDIG, GRN | 55 | FN.N240 | 0195112144299
40060610 | 6083246 | ADP-MPO12/24-A | FLUKE MPO-ADAPTER/KOPPELING, 12/24 VEZELS T/O SLEUTEL, GRN, 2 STOFSTOPPEN | 54 | FN.N240 | 0195112144275
40060629 | 6083267 | TRC-SM-VERIFY-MPO24P | FLUKE FIBER VERIFY TRC, 24F SM, TYPE A, MPO APC/P - MPO APC/P | 242 | FN.N240 | 0195112144176
40060648 | 6083279 | CFM-TRC-S-MPO12P | FLUKE CERTIFIBER MAX SM TRC-SET (VOOR TESTEN VAN MPO12 LOS) | 313 | FN.N240 | 0195112143926
40060667 | 6083280 | TRC-SM-VERIFY-MPO12P | FLUKE FIBER VERIFY TRC, 12F SM, TYPE A, MPO APC/P - MPO APC/P | 117 | FN.N240 | 0195112144152
40060686 | 6083354 | NFA-CFM-LC | FLUKE CFM HOOFD-/EXTERNE INGANGSADAPTER (VOOR TESTEN VAN LC) | 172 | FN.N240 | 0195112144114
40060705 | 6083365 | ADP-MPO16/32-A | FLUKE MPO-ADAPTER/KOPPELING, 16/32 VEZELS T/O SLEUTEL, GRN, 2 STOFSTOPPEN | 56 | FN.N240 | 0195112144282
40060724 | 6083377 | TRC-SM-VERIFY-MPO16U | FLUKE FIBER VERIFY TRC, 16F SM, TYPE A, MPO APC/U - MPO APC/U | 177 | FN.N240 | 0195112144220
40060743 | 6083396 | CFM-100SI-NW INTL | FLUKE CERTIFIBER MAX SINGLEMODE OLTS MET DUBBELE EINDE-INSPECTIE, GEEN WIFI | 32999 | FN.NR230 | 0195112144435
40060762 | 6083417 | CFM-TRC-S-MPO16P | FLUKE CERTIFIBER MAX SM TRC-SET (VOOR TESTEN VAN MPO16 LOS) | 627 | FN.N240 | 0195112143933
40060781 | 6083429 | NFA-CFM-SC | FLUKE CFM HOOFD-/EXTERNE INGANGSADAPTER (VOOR TESTEN VAN SC) | 266 | FN.N240 | 0195112144121
40060800 | 6083438 | GLD-CFM-S-ADD | FLUKE GLD3-CFM-100S | 2160 | FN.N750 | 0195112144633
40060819 | 6083440 | CFM-EXPAND-S-MPO16 | FLUKE CERTIFIBER MAX SM UITBREIDINGSSET MPO16 (P/U TRC EN ADAPTERS) | 3039 | FN.N240 | 0195112143810
40060838 | 6083486 | TRC-SM-VERIFY-MMC16U | FLUKE FIBER VERIFY TRC, 16F SM, TYPE A, MMC APC/U - MMC APC/U | 372 | FN.N240 | 0195112144251
40060857 | 6083504 | GLD-CFM-100SI | FLUKE GLD-CFM-100SI,1 YR GOLD SUPPORT, CFM-100SI | 3396 | FN.N750 | 0195112144671
40060876 | 6083515 | NFA-MPO12P-KIT | FLUKE CERTIFIBER MAX MM/SM-ADAPTERSET (VOOR TESTEN VAN MPO12 VAST) | 486 | FN.N240 | 0195112143988
40060895 | 6083527 | TRC-SM-VERIFY-MPO12U | FLUKE FIBER VERIFY TRC, 12F SM, TYPE A, MPO APC/U - MPO APC/U | 108 | FN.N240 | 0195112144213
40060914 | 6083536 | TRC-SM-VERIFY-MMC16P | FLUKE FIBER VERIFY TRC, 16F SM, TYPE A, MMC APC/P - MMC APC/P | 385 | FN.N240 | 0195112144190
40060933 | 6083543 | GLD3-CFM-S-ADD | FLUKE GLD3-CFM-S-ADD,3 YR GOLD SUPPORT, CFM-S-ADD | 5832 | FN.N750 | 0195112144640
40060952 | 6083558 | CFM-S-ADD | FLUKE MODULESET VOOR CERTIFIBER MAX SINGLEMODE, MET KABELS, GEEN VERSIV | 20999 | FN.NR230 | 0195112143742
40060971 | 6083591 | CFM-TRC-S-MPO24U | FLUKE CERTIFIBER MAX SM TRC-SET (VOOR TESTEN VAN MPO24 VAST) | 645 | FN.N240 | 0195112143889
40060990 | 6083602 | NFA-MMC24U-KIT | FLUKE CERTIFIBER MAX MM/SM-ADAPTERSET (VOOR TESTEN VAN MMC24 LOS) | 796 | FN.N240 | 0195112144091
40061009 | 6083618 | CFM-TRC-S-MPO12U | FLUKE CERTIFIBER MAX SM TRC-SET (VOOR TESTEN VAN MPO12 VAST) | 303 | FN.N240 | 0195112143865
40061028 | 6083641 | CFM-100SI INTL/GLD | FLUKE CFM SINGLEMODE OLTS MET DBL EINDE-INSP, MET 1 JAAR GOLD | 35474 | FN.NR230 | 0195112144473
40061047 | 6083660 | CFM-TRC-S-MMC24P | FLUKE CERTIFIBER MAX SM TRC-SET (VOOR TESTEN VAN MMC24 LOS) | 2118 | FN.N240 | 0195112143971
40061066 | 6083687 | CFM-S-MOD | FLUKE VERVANGINGSMODULE VOOR DE CERTIFIBER MAX SINGLEMODE OLTS | 9199 | FN.NR230 | 0195112143735
40061085 | 6083694 | TRC-SM-VERIFY-MPO16P | FLUKE FIBER VERIFY TRC, 16F SM, TYPE A, MPO APC/P - MPO APC/P | 189 | FN.N240 | 0195112144169
40061085 | 4869295 | Fluke-179 MAG2 KIT | Fluke Digitale multimeter met zaklamp en luxe accessoire set | 487 | FL.L-020 | 0095969843157
40061104 | 6083752 | CFM-TRC-S-MMC24U | FLUKE CERTIFIBER MAX SM TRC-SET (VOOR TESTEN MMC24 VAST) | 1974 | FN.N240 | 0195112143919
40061123 | 6083775 | TRC-SM-VERIFY-MPO24U | FLUKE FIBER VERIFY TRC, 24F SM, TYPE A, MPO APC/U - MPO APC/U | 224 | FN.N240 | 0195112144237
40061142 | 6083809 | CFM-TRC-S-MMC16P | FLUKE CERTIFIBER MAX SM TRC-SET (VOOR TESTEN VAN MMC16 LOS) | 1474 | FN.N240 | 0195112143964

## Bijlage
BIJLAGE
Alle in deze prijslijst vermelde bedragen zijn bruto excl. omzetbelasting, tenzij anders vermeld.
Drukfouten zijn voorbehouden.
Voor bepaalde artikelen gelden afwijkende kortingen t.o.v. de productgroep (code) waartoe deze
behoren. Neem voor de zekerheid contact op met de afdeling verkoop.
Havé-Digitap houdt zich het recht voor om prijzen zonder voorafgaande kennisgeving te wijzigen.
In offertes aangeboden prijzen blijven geldig gedurende de in de offerte genoemde termijn.
Op al onze aanbiedingen, aan ons verstrekte opdrachten en met ons gesloten overeenkomsten zijn
van toepassing de algemene verkoop- en leveringsvoorwaarden voor de metaal- en de elektrotechnische
industrie, zoals uitgegeven door de Vereniging FME-CWM en gedeponeerd ter Griffie van de
Arrondissementsrechtbank te Den Haag op 19 oktober 1998 onder nummer 119/1998.
Een exemplaar van deze verkoop- en leveringsvoorwaarden zenden wij u desgevraagd kosteloos toe.
Wij wijzen andersluidende algemene voorwaarden uitdrukkelijk van de hand.
Met deze prijslijst komen alle eerder uitgegeven prijslijsten te vervallen.